## Introduction
Input data file for thesis research: Material Recovery from Dutch Wind Energy
Contains:
Historic | Historic installations of wind turbines in the Netherlands, obtained from WindStats.nl
Onshore | Low, mid and high scenarios for onshore wind energy deployment in the Netherlands, based on various scenarios discussed in main report.
Offshore | Low, mid and high scenarios for offshore wind energy deployment in the Netherlands, based on various scenarios discussed in main report.
Recovery_rates | Estimated recovery rates for various materials and components, based on literature discussedn in main report.

## Historic
Project ID' | Asset ID' | Project' | 'Locatie' | 'Merk' | 'Type' | 'kW' | 'Aep MWh' | 'Ashoogte m' | 'Rotordiameter m' | 'Gemeente' | 'Provincie' | 'LAT' | 'LON' | 'Startdatum' | 'Einddatum'
''1' | '624' | A7' | 'Windpark A7-1' | 'Enercon' | 'E-82 / 2000' | '2000' | '6900' | '78' | '82' | 'SÃºdwest-FryslÃ¢n' | 'FryslÃ¢n' | '53.091615366' | '5.4422572376' | '22-04-2009' | ''
''1' | '624' | A7' | 'Windpark A7-2' | 'Enercon' | 'E-82 / 2000' | '2000' | '6900' | '78' | '82' | 'SÃºdwest-FryslÃ¢n' | 'FryslÃ¢n' | '53.092560961' | '5.4375563873' | '22-04-2009' | ''
''1' | '624' | A7' | 'Windpark A7-3' | 'Enercon' | 'E-82 / 2000' | '2000' | '6900' | '78' | '82' | 'SÃºdwest-FryslÃ¢n' | 'FryslÃ¢n' | '53.093524366' | '5.4327956413' | '22-04-2009' | ''
''1' | '624' | A7' | 'Windpark A7-4' | 'Enercon' | 'E-82 / 2000' | '2000' | '6900' | '78' | '82' | 'SÃºdwest-FryslÃ¢n' | 'FryslÃ¢n' | '53.094460603' | '5.4280943696' | '22-04-2009' | ''
''2' | '613' | Afrikahaven' | 'Afrikahaven 08' | 'Vestas' | 'V90-3.0 MW' | '3000' | '7100' | '75' | '90' | 'Amsterdam' | 'Noord-Holland' | '52.407941177' | '4.7507197551' | '02-07-2008' | ''
''2' | '613' | Afrikahaven' | 'Afrikahaven 09' | 'Vestas' | 'V90-3.0 MW' | '3000' | '7100' | '75' | '90' | 'Amsterdam' | 'Noord-Holland' | '52.408436271' | '4.7458628125' | '02-07-2008' | ''
''2' | '614' | Afrikahaven' | 'Afrikahaven 01' | 'Vestas' | 'V90-3.0 MW' | '3000' | '7100' | '80' | '90' | 'Amsterdam' | 'Noord-Holland' | '52.42652204' | '4.7397052025' | '02-07-2008' | ''
''2' | '614' | Afrikahaven' | 'Afrikahaven 02' | 'Vestas' | 'V90-3.0 MW' | '3000' | '7100' | '80' | '90' | 'Amsterdam' | 'Noord-Holland' | '52.424037128' | '4.7389182429' | '02-07-2008' | ''
''2' | '614' | Afrikahaven' | 'Afrikahaven 03' | 'Vestas' | 'V90-3.0 MW' | '3000' | '7100' | '80' | '90' | 'Amsterdam' | 'Noord-Holland' | '52.421578606' | '4.7380280783' | '02-07-2008' | ''
''2' | '614' | Afrikahaven' | 'Afrikahaven 04' | 'Vestas' | 'V90-3.0 MW' | '3000' | '7100' | '80' | '90' | 'Amsterdam' | 'Noord-Holland' | '52.419307631' | '4.7385611667' | '02-07-2008' | ''
''2' | '614' | Afrikahaven' | 'Afrikahaven 05' | 'Vestas' | 'V90-3.0 MW' | '3000' | '7100' | '80' | '90' | 'Amsterdam' | 'Noord-Holland' | '52.416840144' | '4.739317564' | '02-07-2008' | ''
''2' | '614' | Afrikahaven' | 'Afrikahaven 06' | 'Vestas' | 'V90-3.0 MW' | '3000' | '7100' | '80' | '90' | 'Amsterdam' | 'Noord-Holland' | '52.414363583' | '4.7400593105' | '02-07-2008' | ''
''2' | '614' | Afrikahaven' | 'Afrikahaven 07' | 'Vestas' | 'V90-3.0 MW' | '3000' | '7100' | '80' | '90' | 'Amsterdam' | 'Noord-Holland' | '52.411886856' | '4.7407715806' | '02-07-2008' | ''
''3' | '583' | Amsterdam-Westpoort' | 'Havenwind. AustraliÃ«haven T1' | 'Vestas' | 'V90-3.0 MW' | '3000' | '7000' | '80' | '90' | 'Amsterdam' | 'Noord-Holland' | '52.414316904' | '4.8001175734' | '16-03-2007' | ''
''3' | '583' | Amsterdam-Westpoort' | 'Havenwind. AustraliÃ«haven T3' | 'Vestas' | 'V90-3.0 MW' | '3000' | '7000' | '80' | '90' | 'Amsterdam' | 'Noord-Holland' | '52.404017383' | '4.8001952537' | '16-03-2007' | ''
''3' | '583' | Amsterdam-Westpoort' | 'Havenwind. AustraliÃ«haven T4' | 'Vestas' | 'V90-3.0 MW' | '3000' | '7000' | '80' | '90' | 'Amsterdam' | 'Noord-Holland' | '52.407531492' | '4.8001780905' | '16-03-2007' | ''
''3' | '583' | Amsterdam-Westpoort' | 'Havenwind. AustraliÃ«haven T5' | 'Vestas' | 'V90-3.0 MW' | '3000' | '7000' | '80' | '90' | 'Amsterdam' | 'Noord-Holland' | '52.410739527' | '4.8000620989' | '16-03-2007' | ''
''3' | '583' | Amsterdam-Westpoort' | 'Havenwind. SiciliÃ«weg T2' | 'Vestas' | 'V90-3.0 MW' | '3000' | '7000' | '80' | '90' | 'Amsterdam' | 'Noord-Holland' | '52.422716035' | '4.7920382214' | '16-03-2007' | ''
''4' | '575' | Andijkerwind' | 'Andijkerwind 1' | 'Vestas' | 'V52-850 kW' | '850' | '2000' | '60' | '52' | 'Medemblik' | 'Noord-Holland' | '52.726435945' | '5.1833315141' | '15-11-2006' | ''
''4' | '575' | Andijkerwind' | 'Andijkerwind 2' | 'Vestas' | 'V52-850 kW' | '850' | '2000' | '60' | '52' | 'Medemblik' | 'Noord-Holland' | '52.727214312' | '5.1865697013' | '15-11-2006' | ''
''4' | '575' | Andijkerwind' | 'Andijkerwind 3' | 'Vestas' | 'V52-850 kW' | '850' | '2000' | '60' | '52' | 'Medemblik' | 'Noord-Holland' | '52.728389208' | '5.1905315744' | '15-11-2006' | ''
''5' | '631' | Anna Mariapolder' | 'Anna Maria Polder 01' | 'EWT' | 'DW 54 900 kW' | '900' | '2000' | '75' | '54' | 'Reimerswaal' | 'Zeeland' | '51.386367958' | '4.2609665103' | '02-09-2009' | ''
''5' | '631' | Anna Mariapolder' | 'Anna Maria Polder 02' | 'EWT' | 'DW 54 900 kW' | '900' | '2000' | '75' | '54' | 'Reimerswaal' | 'Zeeland' | '51.386328058' | '4.2633524038' | '02-09-2009' | ''
''5' | '631' | Anna Mariapolder' | 'Anna Maria Polder 03' | 'EWT' | 'DW 54 900 kW' | '900' | '2000' | '75' | '54' | 'Reimerswaal' | 'Zeeland' | '51.386287004' | '4.2656233854' | '02-09-2009' | ''
''5' | '631' | Anna Mariapolder' | 'Anna Maria Polder 04' | 'EWT' | 'DW 54 900 kW' | '900' | '2000' | '75' | '54' | 'Reimerswaal' | 'Zeeland' | '51.384760124' | '4.2592391147' | '02-09-2009' | ''
''5' | '631' | Anna Mariapolder' | 'Anna Maria Polder 05' | 'EWT' | 'DW 54 900 kW' | '900' | '2000' | '75' | '54' | 'Reimerswaal' | 'Zeeland' | '51.384685697' | '4.2617694418' | '02-09-2009' | ''
''5' | '631' | Anna Mariapolder' | 'Anna Maria Polder 06' | 'EWT' | 'DW 54 900 kW' | '900' | '2000' | '75' | '54' | 'Reimerswaal' | 'Zeeland' | '51.384595316' | '4.2645156477' | '02-09-2009' | ''
''5' | '631' | Anna Mariapolder' | 'Anna Maria Polder 07' | 'EWT' | 'DW 54 900 kW' | '900' | '2000' | '75' | '54' | 'Reimerswaal' | 'Zeeland' | '51.38473716' | '4.2671124792' | '02-09-2009' | ''
''5' | '631' | Anna Mariapolder' | 'Anna Maria Polder 08' | 'EWT' | 'DW 54 900 kW' | '900' | '2000' | '75' | '54' | 'Reimerswaal' | 'Zeeland' | '51.382978409' | '4.2627740523' | '02-09-2009' | ''
''5' | '631' | Anna Mariapolder' | 'Anna Maria Polder 09' | 'EWT' | 'DW 54 900 kW' | '900' | '2000' | '75' | '54' | 'Reimerswaal' | 'Zeeland' | '51.383005668' | '4.2656034573' | '02-09-2009' | ''
''5' | '631' | Anna Mariapolder' | 'Anna Maria Polder 10' | 'EWT' | 'DW 54 900 kW' | '900' | '2000' | '75' | '54' | 'Reimerswaal' | 'Zeeland' | '51.383073355' | '4.2689059476' | '02-09-2009' | ''
'5' | '631' | Anna Mariapolder' | 'Anna Maria Polder 11' | 'EWT' | 'DW 54 900 kW' | '900' | '2000' | '75' | '54' | 'Reimerswaal' | 'Zeeland' | '51.380913' | '4.263931' | '02-09-2009' | ''
''5' | '631' | Anna Mariapolder' | 'Anna Maria Polder 12' | 'EWT' | 'DW 54 900 kW' | '900' | '2000' | '75' | '54' | 'Reimerswaal' | 'Zeeland' | '51.381444766' | '4.2668772346' | '02-09-2009' | ''
''5' | '631' | Anna Mariapolder' | 'Anna Maria Polder 13' | 'EWT' | 'DW 54 900 kW' | '900' | '2000' | '75' | '54' | 'Reimerswaal' | 'Zeeland' | '51.382022492' | '4.2699372827' | '02-09-2009' | ''
''5' | '631' | Anna Mariapolder' | 'Anna Maria Polder 14' | 'EWT' | 'DW 54 900 kW' | '900' | '2000' | '75' | '54' | 'Reimerswaal' | 'Zeeland' | '51.379429825' | '4.2648725294' | '02-09-2009' | ''
''5' | '631' | Anna Mariapolder' | 'Anna Maria Polder 15' | 'EWT' | 'DW 54 900 kW' | '900' | '2000' | '75' | '54' | 'Reimerswaal' | 'Zeeland' | '51.380222472' | '4.2678409583' | '02-09-2009' | ''
''5' | '631' | Anna Mariapolder' | 'Anna Maria Polder 16' | 'EWT' | 'DW 54 900 kW' | '900' | '2000' | '75' | '54' | 'Reimerswaal' | 'Zeeland' | '51.381034118' | '4.2709239461' | '02-09-2009' | ''
''6' | '629' | Annavosdijk' | 'Annavosdijk 1' | 'Vestas' | 'V90-3.0 MW' | '3000' | '6800' | '80' | '90' | 'Tholen' | 'Zeeland' | '51.607232669' | '4.0536691483' | '02-07-2009' | ''
''6' | '629' | Annavosdijk' | 'Annavosdijk 2' | 'Vestas' | 'V90-3.0 MW' | '3000' | '6800' | '80' | '90' | 'Tholen' | 'Zeeland' | '51.608463167' | '4.0591048608' | '02-07-2009' | ''
''6' | '629' | Annavosdijk' | 'Annavosdijk 3' | 'Vestas' | 'V90-3.0 MW' | '3000' | '6800' | '80' | '90' | 'Tholen' | 'Zeeland' | '51.609663842' | '4.0643107235' | '02-07-2009' | ''
''6' | '629' | Annavosdijk' | 'Annavosdijk 4' | 'Vestas' | 'V90-3.0 MW' | '3000' | '6800' | '80' | '90' | 'Tholen' | 'Zeeland' | '51.610873597' | '4.06954547' | '02-07-2009' | ''
''6' | '629' | Annavosdijk' | 'Annavosdijk 5' | 'Vestas' | 'V90-3.0 MW' | '3000' | '6800' | '80' | '90' | 'Tholen' | 'Zeeland' | '51.6120764' | '4.0749828359' | '02-07-2009' | ''
''7' | '844' | Barrepolder' | 'Barrepolder 01' | 'Enercon' | 'E-82 / 3000' | '3000' | '6300' | '84' | '82' | 'Zoeterwoude' | 'Zuid-Holland' | '52.134976777' | '4.5306809022' | '02-05-2016' | ''
''7' | '844' | Barrepolder' | 'Barrepolder 02' | 'Enercon' | 'E-82 / 3000' | '3000' | '6300' | '84' | '82' | 'Zoeterwoude' | 'Zuid-Holland' | '52.133437451' | '4.5353259739' | '02-05-2016' | ''
''7' | '844' | Barrepolder' | 'Barrepolder 03' | 'Enercon' | 'E-82 / 3000' | '3000' | '6300' | '84' | '82' | 'Zoeterwoude' | 'Zuid-Holland' | '52.131898047' | '4.5399853298' | '02-05-2016' | ''
''7' | '844' | Barrepolder' | 'Barrepolder 04' | 'Enercon' | 'E-82 / 3000' | '3000' | '6300' | '84' | '82' | 'Zoeterwoude' | 'Zuid-Holland' | '52.130358352' | '4.544629762' | '02-05-2016' | ''
''8' | '818' | Battenoert' | 'Battenoert 01' | 'Enercon' | 'E-101 / 3000' | '3000' | '9100' | '99' | '101' | 'Goeree-Overflakkee' | 'Zuid-Holland' | '51.689165286' | '4.1650378516' | '12-12-2015' | ''
''8' | '818' | Battenoert' | 'Battenoert 02' | 'Enercon' | 'E-101 / 3000' | '3000' | '9100' | '99' | '101' | 'Goeree-Overflakkee' | 'Zuid-Holland' | '51.691496879' | '4.1627763355' | '12-12-2015' | ''
''8' | '818' | Battenoert' | 'Battenoert 03' | 'Enercon' | 'E-101 / 3000' | '3000' | '9100' | '99' | '101' | 'Goeree-Overflakkee' | 'Zuid-Holland' | '51.693828578' | '4.1605290462' | '12-12-2015' | ''
''8' | '818' | Battenoert' | 'Battenoert 04' | 'Enercon' | 'E-101 / 3000' | '3000' | '9100' | '99' | '101' | 'Goeree-Overflakkee' | 'Zuid-Holland' | '51.696169067' | '4.1582668189' | '12-12-2015' | ''
''9' | '710' | Beabuorren' | 'Wynpark Beabuorren 1' | 'Siemens' | 'SWT 1.3-62' | '1300' | '3000' | '59' | '62' | 'SÃºdwest-FryslÃ¢n' | 'FryslÃ¢n' | '53.043450819' | '5.4841983214' | '02-01-2007' | ''
''9' | '710' | Beabuorren' | 'Wynpark Beabuorren 2' | 'Siemens' | 'SWT 1.3-62' | '1300' | '3000' | '59' | '62' | 'SÃºdwest-FryslÃ¢n' | 'FryslÃ¢n' | '53.045551674' | '5.4864844026' | '02-01-2007' | ''
''9' | '710' | Beabuorren' | 'Wynpark Beabuorren 3' | 'Siemens' | 'SWT 1.3-62' | '1300' | '3000' | '59' | '62' | 'SÃºdwest-FryslÃ¢n' | 'FryslÃ¢n' | '53.047661445' | '5.4888005493' | '02-01-2007' | ''
''9' | '710' | Beabuorren' | 'Wynpark Beabuorren 4' | 'Siemens' | 'SWT 1.3-62' | '1300' | '3000' | '59' | '62' | 'SÃºdwest-FryslÃ¢n' | 'FryslÃ¢n' | '53.049771195' | '5.491087096' | '02-01-2007' | ''
''9' | '710' | Beabuorren' | 'Wynpark Beabuorren 5' | 'Siemens' | 'SWT 1.3-62' | '1300' | '3000' | '59' | '62' | 'SÃºdwest-FryslÃ¢n' | 'FryslÃ¢n' | '53.051871928' | '5.4933589296' | '02-01-2007' | ''
''9' | '710' | Beabuorren' | 'Wynpark Beabuorren 6' | 'Siemens' | 'SWT 1.3-62' | '1300' | '3000' | '59' | '62' | 'SÃºdwest-FryslÃ¢n' | 'FryslÃ¢n' | '53.053972602' | '5.4956458968' | '02-01-2007' | ''
''9' | '710' | Beabuorren' | 'Wynpark Beabuorren 7' | 'Siemens' | 'SWT 1.3-62' | '1300' | '3000' | '59' | '62' | 'SÃºdwest-FryslÃ¢n' | 'FryslÃ¢n' | '53.056091217' | '5.4979182165' | '02-01-2007' | ''
''9' | '710' | Beabuorren' | 'Wynpark Beabuorren 8' | 'Siemens' | 'SWT 1.3-62' | '1300' | '3000' | '59' | '62' | 'SÃºdwest-FryslÃ¢n' | 'FryslÃ¢n' | '53.058191802' | '5.5002056263' | '02-01-2007' | ''
''10' | '604' | Bernhardweg' | 'Bernhardweg 01' | 'Neg Micon' | 'NM54/1000' | '1000' | '2000' | '70' | '55' | 'Borsele' | 'Zeeland' | '51.482707327' | '3.7030784838' | '16-02-2008' | ''
''10' | '604' | Bernhardweg' | 'Bernhardweg 02' | 'Neg Micon' | 'NM54/1000' | '1000' | '2000' | '70' | '55' | 'Borsele' | 'Zeeland' | '51.482785798' | '3.7060273396' | '16-02-2008' | ''
''10' | '604' | Bernhardweg' | 'Bernhardweg 03' | 'Neg Micon' | 'NM54/1000' | '1000' | '2000' | '70' | '55' | 'Borsele' | 'Zeeland' | '51.482552391' | '3.7091748894' | '16-02-2008' | ''
''10' | '604' | Bernhardweg' | 'Bernhardweg 04' | 'Neg Micon' | 'NM54/1000' | '1000' | '2000' | '70' | '55' | 'Borsele' | 'Zeeland' | '51.482039521' | '3.7122750964' | '16-02-2008' | ''
''10' | '604' | Bernhardweg' | 'Bernhardweg 05' | 'Neg Micon' | 'NM54/1000' | '1000' | '2000' | '70' | '55' | 'Borsele' | 'Zeeland' | '51.481427314' | '3.7153500841' | '16-02-2008' | ''
''10' | '604' | Bernhardweg' | 'Bernhardweg 06' | 'Neg Micon' | 'NM54/1000' | '1000' | '2000' | '70' | '55' | 'Borsele' | 'Zeeland' | '51.480325896' | '3.7181693643' | '16-02-2008' | ''
''11' | '564' | Blauw' | 'Blauw-1' | 'Enercon' | 'E-48 / 800' | '800' | '1800' | '50' | '48' | 'Koggenland' | 'Noord-Holland' | '52.678231401' | '4.8820617144' | '10-05-2006' | ''
''11' | '564' | Blauw' | 'Blauw-2' | 'Enercon' | 'E-48 / 800' | '800' | '1800' | '50' | '48' | 'Koggenland' | 'Noord-Holland' | '52.67820148' | '4.8856108041' | '10-05-2006' | ''
''12' | '484' | Bloesemlaan' | 'Bloesemlaan 1' | 'Vestas' | 'V52-850 kW' | '850' | '1700' | '55' | '52' | 'Zeewolde' | 'Flevoland' | '52.357860062' | '5.4846161716' | '26-06-2004' | ''
''12' | '485' | Bloesemlaan' | 'Bloesemlaan 35' | 'Vestas' | 'V52-850 kW' | '850' | '1800' | '70' | '52' | 'Zeewolde' | 'Flevoland' | '52.344926523' | '5.443864538' | '17-06-2004' | ''
''12' | '486' | Bloesemlaan' | 'Bloesemlaan 10' | 'Neg Micon' | 'NM52/ 900' | '900' | '1400' | '36' | '52' | 'Zeewolde' | 'Flevoland' | '52.352995173' | '5.4637337895' | '19-06-2004' | ''
''12' | '487' | Bloesemlaan' | 'Bloesemlaan 31' | 'Neg Micon' | 'NM52/ 900' | '900' | '1800' | '70' | '52' | 'Zeewolde' | 'Flevoland' | '52.337783781' | '5.4385879086' | '07-06-2005' | ''
''12' | '488' | Bloesemlaan' | 'Bloesemlaan 26-1' | 'Neg Micon' | 'NM54/1000' | '1000' | '1700' | '70' | '55' | 'Zeewolde' | 'Flevoland' | '52.336490794' | '5.435681305' | '01-10-2004' | ''
''12' | '488' | Bloesemlaan' | 'Bloesemlaan 26-2' | 'Neg Micon' | 'NM54/1000' | '1000' | '1700' | '70' | '55' | 'Zeewolde' | 'Flevoland' | '52.341047859' | '5.434849896' | '01-10-2004' | ''
''12' | '488' | Bloesemlaan' | 'Bloesemlaan 30' | 'Neg Micon' | 'NM54/1000' | '1000' | '1700' | '70' | '55' | 'Zeewolde' | 'Flevoland' | '52.343705588' | '5.4409133764' | '01-10-2004' | ''
''12' | '488' | Bloesemlaan' | 'Bloesemlaan 39' | 'Neg Micon' | 'NM54/1000' | '1000' | '1700' | '70' | '55' | 'Zeewolde' | 'Flevoland' | '52.333949568' | '5.4297952921' | '01-10-2004' | ''
''12' | '488' | Bloesemlaan' | 'Bloesemlaan 22' | 'Neg Micon' | 'NM54/1000' | '1000' | '1700' | '70' | '55' | 'Zeewolde' | 'Flevoland' | '52.339040733' | '5.4415239835' | '01-10-2004' | ''
''13' | '852' | Bouwdokken' | 'Bouwdokken 06' | 'Enercon' | 'E-126 / 4200' | '4200' | '14400' | '99' | '126' | 'Veere' | 'Zeeland' | '51.636296027' | '3.7243888531' | '02-01-2018' | ''
''13' | '852' | Bouwdokken' | 'Bouwdokken 03' | 'Enercon' | 'E-126 / 4200' | '4200' | '14400' | '99' | '126' | 'Veere' | 'Zeeland' | '51.632742538' | '3.7311935033' | '02-01-2018' | ''
''13' | '852' | Bouwdokken' | 'Bouwdokken 02' | 'Enercon' | 'E-126 / 4200' | '4200' | '14400' | '99' | '126' | 'Veere' | 'Zeeland' | '51.628982401' | '3.7272284891' | '02-01-2018' | ''
''13' | '852' | Bouwdokken' | 'Bouwdokken 01' | 'Enercon' | 'E-126 / 4200' | '4200' | '14400' | '99' | '126' | 'Veere' | 'Zeeland' | '51.625405227' | '3.7222318792' | '02-01-2018' | ''
''13' | '852' | Bouwdokken' | 'Bouwdokken 04' | 'Enercon' | 'E-126 / 4200' | '4200' | '14400' | '99' | '126' | 'Veere' | 'Zeeland' | '51.629170659' | '3.7145675296' | '02-01-2018' | ''
''13' | '852' | Bouwdokken' | 'Bouwdokken 05' | 'Enercon' | 'E-126 / 4200' | '4200' | '14400' | '99' | '126' | 'Veere' | 'Zeeland' | '51.632849603' | '3.7191123686' | '02-01-2018' | ''
''13' | '852' | Bouwdokken' | 'Bouwdokken 07' | 'Enercon' | 'E-126 / 4200' | '4200' | '14400' | '99' | '126' | 'Veere' | 'Zeeland' | '51.631636906' | '3.7084958037' | '02-01-2018' | ''
''14' | '549' | BP Amsterdam' | 'BP Amsterdam T1' | 'Vestas' | 'V90-3.0 MW' | '3000' | '6900' | '80' | '90' | 'Amsterdam' | 'Noord-Holland' | '52.421010805' | '4.7748761512' | '28-10-2005' | ''
''14' | '549' | BP Amsterdam' | 'BP Amsterdam T2' | 'Vestas' | 'V90-3.0 MW' | '3000' | '6900' | '80' | '90' | 'Amsterdam' | 'Noord-Holland' | '52.417165291' | '4.7768549225' | '28-10-2005' | ''
''14' | '549' | BP Amsterdam' | 'BP Amsterdam T3' | 'Vestas' | 'V90-3.0 MW' | '3000' | '6900' | '80' | '90' | 'Amsterdam' | 'Noord-Holland' | '52.412272325' | '4.7796414079' | '28-10-2005' | ''
''15' | '418' | Buorren' | 'Buorren 4-4' | 'Vestas' | 'V52-850 kW' | '850' | '1600' | '40' | '52' | 'SÃºdwest-FryslÃ¢n' | 'FryslÃ¢n' | '52.875338145' | '5.4043167821' | '25-03-2006' | ''
''15' | '418' | Buorren' | 'Buorren 4-5' | 'Vestas' | 'V52-850 kW' | '850' | '1600' | '40' | '52' | 'SÃºdwest-FryslÃ¢n' | 'FryslÃ¢n' | '52.874672858' | '5.4062028047' | '25-03-2006' | ''
''15' | '419' | Buorren' | 'Buorren 4-2' | 'Vestas' | 'V52-850 kW' | '850' | '1900' | '45' | '52' | 'SÃºdwest-FryslÃ¢n' | 'FryslÃ¢n' | '52.87200483' | '5.3988203218' | '01-10-2003' | ''
''15' | '419' | Buorren' | 'Buorren 4-3' | 'Vestas' | 'V52-850 kW' | '850' | '1900' | '45' | '52' | 'SÃºdwest-FryslÃ¢n' | 'FryslÃ¢n' | '52.870710657' | '5.3999783739' | '01-10-2003' | ''
''15' | '419' | Buorren' | 'Buorren 4-1' | 'Vestas' | 'V52-850 kW' | '850' | '1900' | '45' | '52' | 'SÃºdwest-FryslÃ¢n' | 'FryslÃ¢n' | '52.873272032' | '5.3976770467' | '01-10-2003' | ''
''15' | '585' | Buorren' | 'Buorren 2' | 'Vestas' | 'V52-850 kW' | '850' | '1600' | '40' | '52' | 'SÃºdwest-FryslÃ¢n' | 'FryslÃ¢n' | '52.87735987' | '5.405847498' | '06-06-2007' | ''
''16' | '785' | Buren' | 'Buren 1' | 'Vestas' | 'V90-2.0 MW' | '2000' | '4900' | '80' | '90' | 'Buren' | 'Gelderland' | '51.922953701' | '5.5341863875' | '02-08-2014' | ''
''16' | '785' | Buren' | 'Buren 2' | 'Vestas' | 'V90-2.0 MW' | '2000' | '4900' | '80' | '90' | 'Buren' | 'Gelderland' | '51.923208199' | '5.5390280759' | '02-08-2014' | ''
''16' | '785' | Buren' | 'Buren 3' | 'Vestas' | 'V90-2.0 MW' | '2000' | '4900' | '80' | '90' | 'Buren' | 'Gelderland' | '51.923444987' | '5.5435208654' | '02-08-2014' | ''
''16' | '785' | Buren' | 'Buren 4' | 'Vestas' | 'V90-2.0 MW' | '2000' | '4900' | '80' | '90' | 'Buren' | 'Gelderland' | '51.923528543' | '5.5482021375' | '02-08-2014' | ''
''17' | '804' | Burgerveen' | 'Burgerveen 01' | 'Enercon' | 'E-70 / 2300' | '2300' | '4100' | '57' | '71' | 'Haarlemmermeer' | 'Noord-Holland' | '52.230998816' | '4.6506088927' | '02-05-2015' | ''
''17' | '804' | Burgerveen' | 'Burgerveen 02' | 'Enercon' | 'E-70 / 2300' | '2300' | '4100' | '57' | '71' | 'Haarlemmermeer' | 'Noord-Holland' | '52.233293251' | '4.6538939355' | '02-05-2015' | ''
''18' | '224' | Burgerveen-Oost' | 'Meermin' | 'Micon' | 'M 530' | '250' | '330' | '30' | '26' | 'Haarlemmermeer' | 'Noord-Holland' | '52.246589487' | '4.6660336922' | '07-12-1993' | ''
''18' | '225' | Burgerveen-Oost' | 'Burgerveen-Oost-1' | 'Enercon' | 'E-70 / 2300' | '2300' | '4100' | '57' | '71' | 'Haarlemmermeer' | 'Noord-Holland' | '52.235587594' | '4.6571793166' | '31-03-2012' | ''
''18' | '226' | Burgerveen-Oost' | 'Burgerveen-Oost-2' | 'Enercon' | 'E-48 / 800' | '800' | '1800' | '55' | '48' | 'Haarlemmermeer' | 'Noord-Holland' | '52.237437599' | '4.6598427631' | '31-03-2012' | ''
''18' | '226' | Burgerveen-Oost' | 'Burgerveen-Oost-3' | 'Enercon' | 'E-48 / 800' | '800' | '1800' | '55' | '48' | 'Haarlemmermeer' | 'Noord-Holland' | '52.239414441' | '4.6626800542' | '31-03-2012' | ''
''19' | '630' | Burgervlotbrug' | 'Burgervlotbrug WTG 5' | 'Vestas' | 'V52-850 kW' | '850' | '2500' | '65' | '52' | 'Schagen' | 'Noord-Holland' | '52.75704454' | '4.6846726078' | '11-07-2009' | ''
''19' | '630' | Burgervlotbrug' | 'Burgervlotbrug WTG 6' | 'Vestas' | 'V52-850 kW' | '850' | '2500' | '65' | '52' | 'Schagen' | 'Noord-Holland' | '52.758733077' | '4.6860232399' | '11-07-2009' | ''
''19' | '630' | Burgervlotbrug' | 'Burgervlotbrug WTG 7' | 'Vestas' | 'V52-850 kW' | '850' | '2500' | '65' | '52' | 'Schagen' | 'Noord-Holland' | '52.760475863' | '4.6874323673' | '11-07-2009' | ''
''19' | '630' | Burgervlotbrug' | 'Burgervlotbrug WTG 1' | 'Vestas' | 'V52-850 kW' | '850' | '2500' | '65' | '52' | 'Schagen' | 'Noord-Holland' | '52.762191587' | '4.6888272223' | '11-07-2009' | ''
''19' | '630' | Burgervlotbrug' | 'Burgervlotbrug WTG 2' | 'Vestas' | 'V52-850 kW' | '850' | '2500' | '65' | '52' | 'Schagen' | 'Noord-Holland' | '52.763952225' | '4.6902214719' | '11-07-2009' | ''
''19' | '630' | Burgervlotbrug' | 'Burgervlotbrug WTG 3' | 'Vestas' | 'V52-850 kW' | '850' | '2500' | '65' | '52' | 'Schagen' | 'Noord-Holland' | '52.765685887' | '4.6916162611' | '11-07-2009' | ''
''19' | '630' | Burgervlotbrug' | 'Burgervlotbrug WTG 4' | 'Vestas' | 'V52-850 kW' | '850' | '2500' | '65' | '52' | 'Schagen' | 'Noord-Holland' | '52.76741936' | '4.6929815296' | '11-07-2009' | ''
''19' | '630' | Burgervlotbrug' | 'Burgervlotbrug WTG 8' | 'Vestas' | 'V52-850 kW' | '850' | '2500' | '65' | '52' | 'Schagen' | 'Noord-Holland' | '52.769170961' | '4.6943762537' | '11-07-2009' | ''
''19' | '630' | Burgervlotbrug' | 'Burgervlotbrug WTG 9' | 'Vestas' | 'V52-850 kW' | '850' | '2500' | '65' | '52' | 'Schagen' | 'Noord-Holland' | '52.770895586' | '4.6957715144' | '11-07-2009' | ''
''20' | '540' | Carl Fellingerwei' | 'Carl Fellingerwei 1' | 'Neg Micon' | 'NM52/ 900' | '900' | '1600' | '40' | '52' | 'SÃºdwest-FryslÃ¢n' | 'FryslÃ¢n' | '53.047094438' | '5.4313599796' | '02-06-2005' | ''
''20' | '540' | Carl Fellingerwei' | 'Carl Fellingerwei 3' | 'Neg Micon' | 'NM52/ 900' | '900' | '1600' | '40' | '52' | 'SÃºdwest-FryslÃ¢n' | 'FryslÃ¢n' | '53.049296438' | '5.4301990667' | '02-06-2005' | ''
''20' | '540' | Carl Fellingerwei' | 'Carl Fellingerwei 2' | 'Neg Micon' | 'NM52/ 900' | '900' | '1600' | '40' | '52' | 'SÃºdwest-FryslÃ¢n' | 'FryslÃ¢n' | '53.049546597' | '5.4340467079' | '02-06-2005' | ''
''21' | '343' | Clothildis' | 'Clothildis 01' | 'Nordex' | 'N50' | '800' | '1200' | '70' | '50' | 'Hoeksche Waard' | 'Zuid-Holland' | '51.716193892' | '4.5957439619' | '02-01-1999' | ''
''21' | '343' | Clothildis' | 'Clothildis 02' | 'Nordex' | 'N50' | '800' | '1200' | '70' | '50' | 'Hoeksche Waard' | 'Zuid-Holland' | '51.716648029' | '4.5991077996' | '02-01-1999' | ''
''21' | '343' | Clothildis' | 'Clothildis 03' | 'Nordex' | 'N50' | '800' | '1200' | '70' | '50' | 'Hoeksche Waard' | 'Zuid-Holland' | '51.717048337' | '4.6025015807' | '02-01-1999' | ''
''21' | '343' | Clothildis' | 'Clothildis 04' | 'Nordex' | 'N50' | '800' | '1200' | '70' | '50' | 'Hoeksche Waard' | 'Zuid-Holland' | '51.7177723' | '4.6059187702' | '02-01-1999' | ''
''21' | '343' | Clothildis' | 'Clothildis 05' | 'Nordex' | 'N50' | '800' | '1200' | '70' | '50' | 'Hoeksche Waard' | 'Zuid-Holland' | '51.719166308' | '4.6087311874' | '02-01-1999' | ''
''21' | '343' | Clothildis' | 'Clothildis 06' | 'Nordex' | 'N50' | '800' | '1200' | '70' | '50' | 'Hoeksche Waard' | 'Zuid-Holland' | '51.720568662' | '4.6114567992' | '02-01-1999' | ''
''22' | '557' | Culemborg' | 'Culemborg 1' | 'Vestas' | 'V80-2.0 MW' | '2000' | '4300' | '78' | '80' | 'Culemborg' | 'Gelderland' | '51.935827278' | '5.1921183519' | '27-01-2006' | ''
''22' | '557' | Culemborg' | 'Culemborg 2' | 'Vestas' | 'V80-2.0 MW' | '2000' | '4300' | '78' | '80' | 'Culemborg' | 'Gelderland' | '51.935168265' | '5.1958437044' | '27-01-2006' | ''
''22' | '557' | Culemborg' | 'Culemborg 3' | 'Vestas' | 'V80-2.0 MW' | '2000' | '4300' | '78' | '80' | 'Culemborg' | 'Gelderland' | '51.934905101' | '5.199872654' | '27-01-2006' | ''
''23' | '187' | De Bjirmen' | 'Bjirmen T01' | 'Nordtank' | 'NTK500' | '500' | '1000' | '42' | '37' | 'Waadhoeke' | 'FryslÃ¢n' | '53.218271738' | '5.5109989571' | '16-12-1995' | ''
''23' | '187' | De Bjirmen' | 'Bjirmen T02' | 'Nordtank' | 'NTK500' | '500' | '1000' | '42' | '37' | 'Waadhoeke' | 'FryslÃ¢n' | '53.215691697' | '5.5121442242' | '16-12-1995' | ''
''23' | '187' | De Bjirmen' | 'Bjirmen T03' | 'Nordtank' | 'NTK500' | '500' | '1000' | '42' | '37' | 'Waadhoeke' | 'FryslÃ¢n' | '53.21308467' | '5.5133042447' | '16-12-1995' | ''
''23' | '187' | De Bjirmen' | 'Bjirmen T04' | 'Nordtank' | 'NTK500' | '500' | '1000' | '42' | '37' | 'Waadhoeke' | 'FryslÃ¢n' | '53.220164632' | '5.5139237688' | '16-12-1995' | ''
''23' | '187' | De Bjirmen' | 'Bjirmen T05' | 'Nordtank' | 'NTK500' | '500' | '1000' | '42' | '37' | 'Waadhoeke' | 'FryslÃ¢n' | '53.210477598' | '5.5144940611' | '16-12-1995' | ''
''23' | '187' | De Bjirmen' | 'Bjirmen T06' | 'Nordtank' | 'NTK500' | '500' | '1000' | '42' | '37' | 'Waadhoeke' | 'FryslÃ¢n' | '53.217548606' | '5.5150837752' | '16-12-1995' | ''
''23' | '187' | De Bjirmen' | 'Bjirmen T07' | 'Nordtank' | 'NTK500' | '500' | '1000' | '42' | '37' | 'Waadhoeke' | 'FryslÃ¢n' | '53.214986577' | '5.5161539862' | '16-12-1995' | ''
''23' | '187' | De Bjirmen' | 'Bjirmen T08' | 'Nordtank' | 'NTK500' | '500' | '1000' | '42' | '37' | 'Waadhoeke' | 'FryslÃ¢n' | '53.212343487' | '5.51738848' | '16-12-1995' | ''
''23' | '187' | De Bjirmen' | 'Bjirmen T09' | 'Nordtank' | 'NTK500' | '500' | '1000' | '42' | '37' | 'Waadhoeke' | 'FryslÃ¢n' | '53.219423462' | '5.5179787204' | '16-12-1995' | ''
''23' | '187' | De Bjirmen' | 'Bjirmen T10' | 'Nordtank' | 'NTK500' | '500' | '1000' | '42' | '37' | 'Waadhoeke' | 'FryslÃ¢n' | '53.216771405' | '5.5191832617' | '16-12-1995' | ''
''23' | '187' | De Bjirmen' | 'Bjirmen T11' | 'Nordtank' | 'NTK500' | '500' | '1000' | '42' | '37' | 'Waadhoeke' | 'FryslÃ¢n' | '53.214182349' | '5.5202830657' | '16-12-1995' | ''
''23' | '187' | De Bjirmen' | 'Bjirmen T12' | 'Nordtank' | 'NTK500' | '500' | '1000' | '42' | '37' | 'Waadhoeke' | 'FryslÃ¢n' | '53.21159328' | '5.5213827382' | '16-12-1995' | ''
''24' | '991' | De Horn' | 'De Horn II-1' | 'Enercon' | 'E-48 / 800' | '800' | '1800' | '50' | '48' | 'Abbekerk' | 'Noord-Holland' | '52.736967' | '5.030084' | '05-02-2019' | ''
''24' | '991' | De Horn' | 'De Horn II-2' | 'Enercon' | 'E-48 / 800' | '800' | '1800' | '50' | '48' | 'Abbekerk' | 'Noord-Holland' | '52.738677' | '5.030781' | '05-02-2019' | ''
''24' | '991' | De Horn' | 'De Horn II-3' | 'Enercon' | 'E-48 / 800' | '800' | '1800' | '50' | '48' | 'Abbekerk' | 'Noord-Holland' | '52.740432' | '5.031566' | '05-02-2019' | ''
''24' | '991' | De Horn' | 'De Horn II-4' | 'Enercon' | 'E-48 / 800' | '800' | '1800' | '50' | '48' | 'Abbekerk' | 'Noord-Holland' | '52.742078' | '5.032293' | '05-02-2019' | ''
''24' | '991' | De Horn' | 'De Horn II-5' | 'Enercon' | 'E-48 / 800' | '800' | '1800' | '50' | '48' | 'Abbekerk' | 'Noord-Holland' | '52.743734' | '5.033006' | '05-02-2019' | ''
''24' | '991' | De Horn' | 'De Horn II-6' | 'Enercon' | 'E-48 / 800' | '800' | '1800' | '50' | '48' | 'Abbekerk' | 'Noord-Holland' | '52.745381' | '5.033718' | '05-02-2019' | ''
''25' | '551' | De Mars' | 'De Mars-1' | 'Enercon' | 'E-70 / 2000' | '2050' | '3900' | '85' | '71' | 'Zutphen' | 'Gelderland' | '52.164530738' | '6.1923179827' | '08-12-2005' | ''
''25' | '551' | De Mars' | 'De Mars-2' | 'Enercon' | 'E-70 / 2000' | '2050' | '3900' | '85' | '71' | 'Zutphen' | 'Gelderland' | '52.161659024' | '6.1916523072' | '08-12-2005' | ''
''25' | '551' | De Mars' | 'De Mars-3' | 'Enercon' | 'E-70 / 2000' | '2050' | '3900' | '85' | '71' | 'Zutphen' | 'Gelderland' | '52.158778117' | '6.1910157817' | '08-12-2005' | ''
''26' | '656' | De Nes' | 'De Nes-1' | 'Enercon' | 'E-70 / 2300' | '2300' | '4400' | '70' | '71' | 'Waterland' | 'Noord-Holland' | '52.433800809' | '5.0883208441' | '01-01-2012' | ''
''26' | '656' | De Nes' | 'De Nes-2' | 'Enercon' | 'E-70 / 2300' | '2300' | '4400' | '70' | '71' | 'Waterland' | 'Noord-Holland' | '52.432214536' | '5.0865523606' | '01-01-2012' | ''
''27' | '110' | De Windvogel' | 'Windvogel' | 'Lagerwey' | 'LW 18/80' | '80' | '130' | '34' | '18' | 'Bodegraven-Reeuwijk' | 'Zuid-Holland' | '52.065200578' | '4.7375599041' | '02-04-1994' | ''
''27' | '111' | De Windvogel' | 'De Gouwevogel' | 'Enercon' | 'E-40 / 600' | '600' | '1100' | '46' | '40' | 'Gouda' | 'Zuid-Holland' | '52.014296833' | '4.6854048363' | '02-01-1998' | ''
''27' | '112' | De Windvogel' | 'Elzevogel' | 'Neg Micon' | 'NM54/ 950' | '950' | '1800' | '55' | '55' | 'Zeewolde' | 'Flevoland' | '52.408870409' | '5.4643007938' | '04-03-2004' | ''
''27' | '113' | De Windvogel' | 'De Appelvogel' | 'Neg Micon' | 'NM52/ 900' | '900' | '1400' | '40' | '52' | 'Zeewolde' | 'Flevoland' | '52.369703759' | '5.4756560961' | '18-10-2005' | ''
''27' | '114' | De Windvogel' | 'Amstelvogel' | 'Enercon' | 'E-70 / 2000' | '2050' | '4600' | '85' | '71' | 'Ouder-Amstel' | 'Noord-Holland' | '52.288234514' | '4.9418411251' | '08-12-2005' | ''
''28' | '655' | Defensie Coevorden' | 'Defensie Coevorden 01' | 'Vestas' | 'V90-3.0 MW' | '3000' | '6400' | '105' | '90' | 'Coevorden' | 'Drenthe' | '52.641981392' | '6.7290797582' | '02-11-2011' | ''
''28' | '655' | Defensie Coevorden' | 'Defensie Coevorden 02' | 'Vestas' | 'V90-3.0 MW' | '3000' | '6400' | '105' | '90' | 'Coevorden' | 'Drenthe' | '52.643030326' | '6.7237332464' | '02-11-2011' | ''
''28' | '655' | Defensie Coevorden' | 'Defensie Coevorden 03' | 'Vestas' | 'V90-3.0 MW' | '3000' | '6400' | '105' | '90' | 'Coevorden' | 'Drenthe' | '52.640355366' | '6.7210219648' | '02-11-2011' | ''
''29' | '806' | Delfzijl Noord' | 'Delfzijl Noord 01' | 'Nordex' | 'N100/3300' | '3300' | '8900' | '100' | '100' | 'Delfzijl' | 'Groningen' | '53.326461732' | '6.94435462' | '02-08-2015' | ''
''29' | '806' | Delfzijl Noord' | 'Delfzijl Noord 02' | 'Nordex' | 'N100/3300' | '3300' | '8900' | '100' | '100' | 'Delfzijl' | 'Groningen' | '53.32518289' | '6.948721387' | '02-08-2015' | ''
''29' | '806' | Delfzijl Noord' | 'Delfzijl Noord 03' | 'Nordex' | 'N100/3300' | '3300' | '8900' | '100' | '100' | 'Delfzijl' | 'Groningen' | '53.324072993' | '6.9532141175' | '02-08-2015' | ''
''29' | '806' | Delfzijl Noord' | 'Delfzijl Noord 04' | 'Nordex' | 'N100/3300' | '3300' | '8900' | '100' | '100' | 'Delfzijl' | 'Groningen' | '53.323194709' | '6.9578501486' | '02-08-2015' | ''
''29' | '806' | Delfzijl Noord' | 'Delfzijl Noord 05' | 'Nordex' | 'N100/3300' | '3300' | '8900' | '100' | '100' | 'Delfzijl' | 'Groningen' | '53.322485929' | '6.9625672389' | '02-08-2015' | ''
''29' | '806' | Delfzijl Noord' | 'Delfzijl Noord 06' | 'Nordex' | 'N100/3300' | '3300' | '8900' | '100' | '100' | 'Delfzijl' | 'Groningen' | '53.32173225' | '6.9672675235' | '02-08-2015' | ''
''29' | '806' | Delfzijl Noord' | 'Delfzijl Noord 07' | 'Nordex' | 'N100/3300' | '3300' | '8900' | '100' | '100' | 'Delfzijl' | 'Groningen' | '53.320835658' | '6.9718873491' | '02-08-2015' | ''
''29' | '806' | Delfzijl Noord' | 'Delfzijl Noord 08' | 'Nordex' | 'N100/3300' | '3300' | '8900' | '100' | '100' | 'Delfzijl' | 'Groningen' | '53.319680383' | '6.9763473633' | '02-08-2015' | ''
''29' | '806' | Delfzijl Noord' | 'Delfzijl Noord 09' | 'Nordex' | 'N100/3300' | '3300' | '8900' | '100' | '100' | 'Delfzijl' | 'Groningen' | '53.31851596' | '6.9808068047' | '02-08-2015' | ''
''29' | '806' | Delfzijl Noord' | 'Delfzijl Noord 10' | 'Nordex' | 'N100/3300' | '3300' | '8900' | '100' | '100' | 'Delfzijl' | 'Groningen' | '53.317396085' | '6.9852826695' | '02-08-2015' | ''
''29' | '806' | Delfzijl Noord' | 'Delfzijl Noord 11' | 'Nordex' | 'N100/3300' | '3300' | '8900' | '100' | '100' | 'Delfzijl' | 'Groningen' | '53.316418361' | '6.9898686429' | '02-08-2015' | ''
''29' | '806' | Delfzijl Noord' | 'Delfzijl Noord 12' | 'Nordex' | 'N100/3300' | '3300' | '8900' | '100' | '100' | 'Delfzijl' | 'Groningen' | '53.315994761' | '6.994670171' | '02-08-2015' | ''
''29' | '806' | Delfzijl Noord' | 'Delfzijl Noord 13' | 'Nordex' | 'N100/3300' | '3300' | '8900' | '100' | '100' | 'Delfzijl' | 'Groningen' | '53.316046429' | '6.9995344112' | '02-08-2015' | ''
''29' | '806' | Delfzijl Noord' | 'Delfzijl Noord 14' | 'Nordex' | 'N100/3300' | '3300' | '8900' | '100' | '100' | 'Delfzijl' | 'Groningen' | '53.316593341' | '7.0043122009' | '02-08-2015' | ''
''29' | '806' | Delfzijl Noord' | 'Delfzijl Noord 15' | 'Nordex' | 'N100/3300' | '3300' | '8900' | '100' | '100' | 'Delfzijl' | 'Groningen' | '53.313307061' | '7.0107616239' | '02-08-2015' | ''
''29' | '806' | Delfzijl Noord' | 'Delfzijl Noord 16' | 'Nordex' | 'N100/3300' | '3300' | '8900' | '100' | '100' | 'Delfzijl' | 'Groningen' | '53.310347082' | '7.0116704863' | '02-08-2015' | ''
''29' | '806' | Delfzijl Noord' | 'Delfzijl Noord 17' | 'Nordex' | 'N100/3300' | '3300' | '8900' | '100' | '100' | 'Delfzijl' | 'Groningen' | '53.307694465' | '7.0097850154' | '02-08-2015' | ''
''29' | '806' | Delfzijl Noord' | 'Delfzijl Noord 18' | 'Nordex' | 'N100/3300' | '3300' | '8900' | '100' | '100' | 'Delfzijl' | 'Groningen' | '53.311378518' | '7.007162676' | '02-08-2015' | ''
''29' | '806' | Delfzijl Noord' | 'Delfzijl Noord 19' | 'Nordex' | 'N100/3300' | '3300' | '8900' | '100' | '100' | 'Delfzijl' | 'Groningen' | '53.308726032' | '7.0052624388' | '02-08-2015' | ''
''30' | '574' | Delfzijl Zuid' | 'Delfzijl Zuid-02' | 'Enercon' | 'E-70 / 2300' | '2300' | '4900' | '85' | '71' | 'Delfzijl' | 'Groningen' | '53.293844497' | '6.9612358972' | '19-10-2006' | ''
''30' | '574' | Delfzijl Zuid' | 'Delfzijl Zuid-03' | 'Enercon' | 'E-70 / 2300' | '2300' | '4900' | '85' | '71' | 'Delfzijl' | 'Groningen' | '53.292244878' | '6.9680769415' | '19-10-2006' | ''
''30' | '574' | Delfzijl Zuid' | 'Delfzijl Zuid-11' | 'Enercon' | 'E-70 / 2300' | '2300' | '4900' | '85' | '71' | 'Delfzijl' | 'Groningen' | '53.287916967' | '6.9671084674' | '19-10-2006' | ''
''30' | '574' | Delfzijl Zuid' | 'Delfzijl Zuid-20' | 'Enercon' | 'E-70 / 2300' | '2300' | '4900' | '85' | '71' | 'Delfzijl' | 'Groningen' | '53.28189797' | '6.9717164834' | '19-10-2006' | ''
''30' | '574' | Delfzijl Zuid' | 'Delfzijl Zuid-05' | 'Enercon' | 'E-70 / 2300' | '2300' | '4900' | '85' | '71' | 'Delfzijl' | 'Groningen' | '53.290939767' | '6.9736834694' | '19-10-2006' | ''
''30' | '574' | Delfzijl Zuid' | 'Delfzijl Zuid-05' | 'Enercon' | 'E-70 / 2300' | '2300' | '4900' | '85' | '71' | 'Delfzijl' | 'Groningen' | '53.289910776' | '6.9781000189' | '19-10-2006' | ''
''30' | '574' | Delfzijl Zuid' | 'Delfzijl Zuid-12' | 'Enercon' | 'E-70 / 2300' | '2300' | '4900' | '85' | '71' | 'Delfzijl' | 'Groningen' | '53.286826493' | '6.9727973363' | '19-10-2006' | ''
''30' | '574' | Delfzijl Zuid' | 'Delfzijl Zuid-06' | 'Enercon' | 'E-70 / 2300' | '2300' | '4900' | '85' | '71' | 'Delfzijl' | 'Groningen' | '53.288986402' | '6.9820703013' | '19-10-2006' | ''
''30' | '574' | Delfzijl Zuid' | 'Delfzijl Zuid-13' | 'Enercon' | 'E-70 / 2300' | '2300' | '4900' | '85' | '71' | 'Delfzijl' | 'Groningen' | '53.28599634' | '6.9771308355' | '19-10-2006' | ''
''30' | '574' | Delfzijl Zuid' | 'Delfzijl Zuid-14' | 'Enercon' | 'E-70 / 2300' | '2300' | '4900' | '85' | '71' | 'Delfzijl' | 'Groningen' | '53.285252841' | '6.9810174836' | '19-10-2006' | ''
''30' | '943' | Delfzijl Zuid' | 'Delfzijl Zuid-17' | 'Enercon' | 'E-70 / 2000' | '2050' | '4800' | '85' | '71' | 'Delfzijl' | 'Groningen' | '53.28497841' | '6.9554387623' | '19-10-2006' | ''
''30' | '943' | Delfzijl Zuid' | 'Delfzijl Zuid-18' | 'Enercon' | 'E-70 / 2000' | '2050' | '4800' | '85' | '71' | 'Delfzijl' | 'Groningen' | '53.284128562' | '6.959951627' | '19-10-2006' | ''
''30' | '943' | Delfzijl Zuid' | 'Delfzijl Zuid-25' | 'Enercon' | 'E-70 / 2000' | '2050' | '4800' | '85' | '71' | 'Delfzijl' | 'Groningen' | '53.279912047' | '6.9593930693' | '19-10-2006' | ''
''30' | '943' | Delfzijl Zuid' | 'Delfzijl Zuid-32' | 'Enercon' | 'E-70 / 2000' | '2050' | '4800' | '85' | '71' | 'Delfzijl' | 'Groningen' | '53.277086061' | '6.9590202151' | '19-10-2006' | ''
''30' | '943' | Delfzijl Zuid' | 'Delfzijl Zuid-26' | 'Enercon' | 'E-70 / 2000' | '2050' | '4800' | '85' | '71' | 'Delfzijl' | 'Groningen' | '53.278992608' | '6.9650873254' | '19-10-2006' | ''
''30' | '943' | Delfzijl Zuid' | 'Delfzijl Zuid-19' | 'Enercon' | 'E-70 / 2000' | '2050' | '4800' | '85' | '71' | 'Delfzijl' | 'Groningen' | '53.282988983' | '6.9659832702' | '19-10-2006' | ''
''30' | '943' | Delfzijl Zuid' | 'Delfzijl Zuid-07' | 'Enercon' | 'E-70 / 2000' | '2050' | '4800' | '85' | '71' | 'Delfzijl' | 'Groningen' | '53.287299361' | '6.9893115113' | '19-10-2006' | ''
''30' | '943' | Delfzijl Zuid' | 'Delfzijl Zuid-08' | 'Enercon' | 'E-70 / 2000' | '2050' | '4800' | '85' | '71' | 'Delfzijl' | 'Groningen' | '53.286050568' | '6.9946639369' | '19-10-2006' | ''
''30' | '944' | Delfzijl Zuid' | 'Delfzijl Zuid-15' | 'Enercon' | 'E-70 / 2000' | '2050' | '4800' | '85' | '71' | 'Delfzijl' | 'Groningen' | '53.28389223' | '6.9880452842' | '06-09-2008' | ''
''30' | '944' | Delfzijl Zuid' | 'Delfzijl Zuid-16' | 'Enercon' | 'E-70 / 2000' | '2050' | '4800' | '85' | '71' | 'Delfzijl' | 'Groningen' | '53.282906589' | '6.9932121784' | '06-09-2008' | ''
''30' | '944' | Delfzijl Zuid' | 'Delfzijl Zuid-21' | 'Enercon' | 'E-70 / 2000' | '2050' | '4800' | '85' | '71' | 'Delfzijl' | 'Groningen' | '53.281105571' | '6.9759159446' | '06-09-2008' | ''
''30' | '944' | Delfzijl Zuid' | 'Delfzijl Zuid-27' | 'Enercon' | 'E-70 / 2000' | '2050' | '4800' | '85' | '71' | 'Delfzijl' | 'Groningen' | '53.27805355' | '6.9708855829' | '06-09-2008' | ''
''30' | '944' | Delfzijl Zuid' | 'Delfzijl Zuid-28' | 'Enercon' | 'E-70 / 2000' | '2050' | '4800' | '85' | '71' | 'Delfzijl' | 'Groningen' | '53.277388323' | '6.97498441' | '06-09-2008' | ''
''30' | '944' | Delfzijl Zuid' | 'Delfzijl Zuid-29' | 'Enercon' | 'E-70 / 2000' | '2050' | '4800' | '85' | '71' | 'Delfzijl' | 'Groningen' | '53.276800973' | '6.9786211913' | '06-09-2008' | ''
''30' | '945' | Delfzijl Zuid' | 'Delfzijl Zuid-22' | 'Enercon' | 'E-70 / 2300' | '2300' | '4900' | '85' | '71' | 'Delfzijl' | 'Groningen' | '53.280400227' | '6.9796386399' | '06-09-2008' | ''
''30' | '945' | Delfzijl Zuid' | 'Delfzijl Zuid-30' | 'Enercon' | 'E-70 / 2300' | '2300' | '4900' | '85' | '71' | 'Delfzijl' | 'Groningen' | '53.275763067' | '6.9850449281' | '06-09-2008' | ''
''30' | '945' | Delfzijl Zuid' | 'Delfzijl Zuid-23' | 'Enercon' | 'E-70 / 2300' | '2300' | '4900' | '85' | '71' | 'Delfzijl' | 'Groningen' | '53.279152277' | '6.9863100073' | '06-09-2008' | ''
''30' | '945' | Delfzijl Zuid' | 'Delfzijl Zuid-24' | 'Enercon' | 'E-70 / 2300' | '2300' | '4900' | '85' | '71' | 'Delfzijl' | 'Groningen' | '53.278243975' | '6.9910744112' | '06-09-2008' | ''
''30' | '945' | Delfzijl Zuid' | 'Delfzijl Zuid-31' | 'Enercon' | 'E-70 / 2300' | '2300' | '4900' | '85' | '71' | 'Delfzijl' | 'Groningen' | '53.275028483' | '6.989590543' | '06-09-2008' | ''
''30' | '945' | Delfzijl Zuid' | 'Delfzijl Zuid-10' | 'Enercon' | 'E-70 / 2300' | '2300' | '4900' | '85' | '71' | 'Delfzijl' | 'Groningen' | '53.289170482' | '6.9606153947' | '06-09-2008' | ''
''30' | '945' | Delfzijl Zuid' | 'Delfzijl Zuid-09' | 'Enercon' | 'E-70 / 2300' | '2300' | '4900' | '85' | '71' | 'Delfzijl' | 'Groningen' | '53.290086757' | '6.9558344687' | '06-09-2008' | ''
''30' | '945' | Delfzijl Zuid' | 'Delfzijl Zuid-01' | 'Enercon' | 'E-70 / 2300' | '2300' | '4900' | '85' | '71' | 'Delfzijl' | 'Groningen' | '53.295015638' | '6.9562087464' | '06-09-2008' | ''
''30' | '945' | Delfzijl Zuid' | 'Delfzijl Zuid-33' | 'Enercon' | 'E-70 / 2300' | '2300' | '4900' | '85' | '71' | 'Delfzijl' | 'Groningen' | '53.28060604' | '6.9551148857' | '06-09-2008' | ''
''30' | '945' | Delfzijl Zuid' | 'Delfzijl Zuid-34' | 'Enercon' | 'E-70 / 2300' | '2300' | '4900' | '85' | '71' | 'Delfzijl' | 'Groningen' | '53.277643345' | '6.9548872753' | '06-09-2008' | ''
''31' | '858' | Dintel SurveyCom' | 'SurveyCom 1' | 'Enercon' | 'E-101 / 3000' | '3000' | '8200' | '99' | '101' | 'Steenbergen' | 'Noord-Brabant' | '51.640330912' | '4.3944940284' | '02-10-2016' | ''
''31' | '858' | Dintel SurveyCom' | 'SurveyCom 2' | 'Enercon' | 'E-101 / 3000' | '3000' | '8200' | '99' | '101' | 'Steenbergen' | 'Noord-Brabant' | '51.637777373' | '4.3986671788' | '02-10-2016' | ''
''31' | '858' | Dintel SurveyCom' | 'SurveyCom 3' | 'Enercon' | 'E-101 / 3000' | '3000' | '8200' | '99' | '101' | 'Steenbergen' | 'Noord-Brabant' | '51.634762407' | '4.4025031907' | '02-10-2016' | ''
''32' | '555' | Dintelhaven' | 'Dintelhaven T1' | 'Vestas' | 'V90-3.0 MW' | '3000' | '8800' | '105' | '90' | 'Rotterdam' | 'Zuid-Holland' | '51.939541576' | '4.1299715764' | '14-01-2006' | ''
''32' | '555' | Dintelhaven' | 'Dintelhaven T2' | 'Vestas' | 'V90-3.0 MW' | '3000' | '8800' | '105' | '90' | 'Rotterdam' | 'Zuid-Holland' | '51.940517745' | '4.1254355463' | '14-01-2006' | ''
''32' | '555' | Dintelhaven' | 'Dintelhaven T4' | 'Vestas' | 'V90-3.0 MW' | '3000' | '8800' | '105' | '90' | 'Rotterdam' | 'Zuid-Holland' | '51.942392164' | '4.1216884964' | '14-01-2006' | ''
''32' | '555' | Dintelhaven' | 'Dintelhaven T3' | 'Vestas' | 'V90-3.0 MW' | '3000' | '8800' | '105' | '90' | 'Rotterdam' | 'Zuid-Holland' | '51.945785281' | '4.1212437649' | '14-01-2006' | ''
''32' | '555' | Dintelhaven' | 'Dintelhaven T5' | 'Vestas' | 'V90-3.0 MW' | '3000' | '8800' | '105' | '90' | 'Rotterdam' | 'Zuid-Holland' | '51.938484' | '4.134452' | '14-01-2006' | ''
''33' | '257' | Dinteloord' | 'Pnem 1' | 'Vestas' | 'V44-600 kW' | '600' | '1100' | '55' | '44' | 'Steenbergen' | 'Noord-Brabant' | '51.648178563' | '4.3519699987' | '24-12-1998' | ''
''33' | '257' | Dinteloord' | 'Pnem 2' | 'Vestas' | 'V44-600 kW' | '600' | '1100' | '55' | '44' | 'Steenbergen' | 'Noord-Brabant' | '51.649536505' | '4.3550890975' | '24-12-1998' | ''
''33' | '257' | Dinteloord' | 'Pnem 3' | 'Vestas' | 'V44-600 kW' | '600' | '1100' | '55' | '44' | 'Steenbergen' | 'Noord-Brabant' | '51.650948795' | '4.3582649494' | '24-12-1998' | ''
''33' | '257' | Dinteloord' | 'Pnem 4' | 'Vestas' | 'V44-600 kW' | '600' | '1100' | '55' | '44' | 'Steenbergen' | 'Noord-Brabant' | '51.652006063' | '4.3619692721' | '24-12-1998' | ''
''34' | '577' | Distripark' | 'Distripark 01' | 'Vestas' | 'V90-3.0 MW' | '3000' | '6100' | '75' | '90' | 'Waddinxveen' | 'Zuid-Holland' | '52.019273314' | '4.6256095876' | '20-12-2006' | ''
''34' | '577' | Distripark' | 'Distripark 02' | 'Vestas' | 'V90-3.0 MW' | '3000' | '6100' | '75' | '90' | 'Waddinxveen' | 'Zuid-Holland' | '52.019359362' | '4.6305906615' | '20-12-2006' | ''
''34' | '577' | Distripark' | 'Distripark 03' | 'Vestas' | 'V90-3.0 MW' | '3000' | '6100' | '75' | '90' | 'Waddinxveen' | 'Zuid-Holland' | '52.019426945' | '4.6355283554' | '20-12-2006' | ''
''34' | '577' | Distripark' | 'Distripark 04' | 'Vestas' | 'V90-3.0 MW' | '3000' | '6100' | '75' | '90' | 'Waddinxveen' | 'Zuid-Holland' | '52.019548154' | '4.6404505992' | '20-12-2006' | ''
''35' | '352' | Dodaarsweg' | 'Dodaarsweg 33' | 'Vestas' | 'V52-850 kW' | '850' | '1400' | '37' | '52' | 'Zeewolde' | 'Flevoland' | '52.385617937' | '5.3877038445' | '29-04-2003' | ''
''35' | '352' | Dodaarsweg' | 'Dodaarsweg 37' | 'Vestas' | 'V52-850 kW' | '850' | '1400' | '37' | '52' | 'Zeewolde' | 'Flevoland' | '52.382004841' | '5.3920365415' | '29-04-2003' | ''
''35' | '352' | Dodaarsweg' | 'Dodaarsweg 38' | 'Vestas' | 'V52-850 kW' | '850' | '1400' | '37' | '52' | 'Zeewolde' | 'Flevoland' | '52.383289901' | '5.3949595422' | '29-04-2003' | ''
''35' | '352' | Dodaarsweg' | 'Dodaarsweg 46' | 'Vestas' | 'V52-850 kW' | '850' | '1400' | '37' | '52' | 'Zeewolde' | 'Flevoland' | '52.37287354' | '5.3835333215' | '29-04-2003' | ''
''35' | '352' | Dodaarsweg' | 'Dodaarsweg 41' | 'Vestas' | 'V52-850 kW' | '850' | '1400' | '37' | '52' | 'Zeewolde' | 'Flevoland' | '52.388285541' | '5.4070791679' | '29-04-2003' | ''
''35' | '352' | Dodaarsweg' | 'Dodaarsweg 49' | 'Vestas' | 'V52-850 kW' | '850' | '1400' | '37' | '52' | 'Zeewolde' | 'Flevoland' | '52.379577639' | '5.3996291822' | '29-04-2003' | ''
''35' | '352' | Dodaarsweg' | 'Dodaarsweg 54' | 'Vestas' | 'V52-850 kW' | '850' | '1400' | '37' | '52' | 'Zeewolde' | 'Flevoland' | '52.374652324' | '5.4008466268' | '29-04-2003' | ''
''35' | '352' | Dodaarsweg' | 'Dodaarsweg 45' | 'Vestas' | 'V52-850 kW' | '850' | '1400' | '37' | '52' | 'Zeewolde' | 'Flevoland' | '52.384608847' | '5.4113076945' | '29-04-2003' | ''
''35' | '352' | Dodaarsweg' | 'Dodaarsweg 42' | 'Vestas' | 'V52-850 kW' | '850' | '1400' | '37' | '52' | 'Zeewolde' | 'Flevoland' | '52.376558239' | '5.3793182952' | '29-04-2003' | ''
''35' | '352' | Dodaarsweg' | 'Dodaarsweg 34' | 'Vestas' | 'V52-850 kW' | '850' | '1400' | '37' | '52' | 'Zeewolde' | 'Flevoland' | '52.386912086' | '5.390729781' | '29-04-2003' | ''
''35' | '352' | Dodaarsweg' | 'Dodaarsweg 50' | 'Vestas' | 'V52-850 kW' | '850' | '1400' | '37' | '52' | 'Zeewolde' | 'Flevoland' | '52.378229793' | '5.3965594167' | '29-04-2003' | ''
''35' | '353' | Dodaarsweg' | 'Dodaarsweg 01' | 'Vestas' | 'V52-850 kW' | '850' | '1700' | '55' | '52' | 'Zeewolde' | 'Flevoland' | '52.40207335' | '5.3737595378' | '29-06-2002' | ''
''35' | '353' | Dodaarsweg' | 'Dodaarsweg 02' | 'Vestas' | 'V52-850 kW' | '850' | '1700' | '55' | '52' | 'Zeewolde' | 'Flevoland' | '52.400769787' | '5.370762452' | '29-06-2002' | ''
''35' | '353' | Dodaarsweg' | 'Dodaarsweg 05' | 'Vestas' | 'V52-850 kW' | '850' | '1700' | '55' | '52' | 'Zeewolde' | 'Flevoland' | '52.398379881' | '5.3779774554' | '29-06-2002' | ''
''35' | '353' | Dodaarsweg' | 'Dodaarsweg 06' | 'Vestas' | 'V52-850 kW' | '850' | '1700' | '55' | '52' | 'Zeewolde' | 'Flevoland' | '52.397121359' | '5.3749657908' | '29-06-2002' | ''
''35' | '353' | Dodaarsweg' | 'Dodaarsweg 26' | 'Vestas' | 'V52-850 kW' | '850' | '1700' | '55' | '52' | 'Zeewolde' | 'Flevoland' | '52.393167204' | '5.3791684916' | '29-06-2002' | ''
''35' | '353' | Dodaarsweg' | 'Dodaarsweg 25' | 'Vestas' | 'V52-850 kW' | '850' | '1700' | '55' | '52' | 'Zeewolde' | 'Flevoland' | '52.394488532' | '5.38218' | '29-06-2002' | ''
''35' | '353' | Dodaarsweg' | 'Dodaarsweg' | 'Vestas' | 'V52-850 kW' | '850' | '1700' | '55' | '52' | 'Zeewolde' | 'Flevoland' | '52.403871536' | '5.3908046663' | '29-06-2002' | ''
''35' | '353' | Dodaarsweg' | 'Dodaarsweg 21-1' | 'Vestas' | 'V52-850 kW' | '850' | '1700' | '55' | '52' | 'Zeewolde' | 'Flevoland' | '52.401444453' | '5.3980925531' | '29-06-2002' | ''
''35' | '353' | Dodaarsweg' | 'Dodaarsweg 13' | 'Vestas' | 'V52-850 kW' | '850' | '1700' | '55' | '52' | 'Zeewolde' | 'Flevoland' | '52.405192568' | '5.3937731644' | '29-06-2002' | ''
''35' | '353' | Dodaarsweg' | 'Dodaarsweg 10' | 'Vestas' | 'V52-850 kW' | '850' | '1700' | '55' | '52' | 'Zeewolde' | 'Flevoland' | '52.391358371' | '5.3622161005' | '29-06-2002' | ''
''35' | '353' | Dodaarsweg' | 'Dodaarsweg 21-2' | 'Vestas' | 'V52-850 kW' | '850' | '1700' | '55' | '52' | 'Zeewolde' | 'Flevoland' | '52.400159479' | '5.3951241839' | '29-06-2002' | ''
''36' | '784' | Duiven' | 'Duiven 1' | 'Vestas' | 'V90-2.0 MW' | '2000' | '5400' | '105' | '90' | 'Duiven' | 'Gelderland' | '51.977819272' | '6.0210252785' | '02-08-2014' | ''
''36' | '784' | Duiven' | 'Duiven 2' | 'Vestas' | 'V90-2.0 MW' | '2000' | '5400' | '105' | '90' | 'Duiven' | 'Gelderland' | '51.975314598' | '6.0171038721' | '02-08-2014' | ''
''36' | '784' | Duiven' | 'Duiven 3' | 'Vestas' | 'V90-2.0 MW' | '2000' | '5400' | '105' | '90' | 'Duiven' | 'Gelderland' | '51.974670689' | '6.0231784582' | '02-08-2014' | ''
''36' | '784' | Duiven' | 'Duiven 4' | 'Vestas' | 'V90-2.0 MW' | '2000' | '5400' | '105' | '90' | 'Duiven' | 'Gelderland' | '51.971975778' | '6.0195455914' | '02-08-2014' | ''
''37' | '618' | Echteld' | 'Echteld-1' | 'Enercon' | 'E-82 / 2000' | '2000' | '4600' | '78' | '82' | 'Neder-Betuwe' | 'Gelderland' | '51.919532441' | '5.5076471511' | '01-11-2008' | ''
''37' | '618' | Echteld' | 'Echteld-2' | 'Enercon' | 'E-82 / 2000' | '2000' | '4600' | '78' | '82' | 'Neder-Betuwe' | 'Gelderland' | '51.920076522' | '5.5116751061' | '01-11-2008' | ''
''37' | '618' | Echteld' | 'Echteld-3' | 'Enercon' | 'E-82 / 2000' | '2000' | '4600' | '78' | '82' | 'Neder-Betuwe' | 'Gelderland' | '51.920512511' | '5.5157900667' | '01-11-2008' | ''
''37' | '618' | Echteld' | 'Echteld-4' | 'Enercon' | 'E-82 / 2000' | '2000' | '4600' | '78' | '82' | 'Neder-Betuwe' | 'Gelderland' | '51.920570883' | '5.5198749184' | '01-11-2008' | ''
''38' | '1008' | ECN Testpark' | 'ECN Testpark PW1' | 'Vestas' | 'V126-3.8 MW' | '3800' | '0' | '117' | '126' | 'Hollands Kroon' | 'Noord-Holland' | '52.816582' | '5.100381' | '01-07-2019' | ''
''38' | '1008' | ECN Testpark' | 'ECN Testpark PW2' | 'Vestas' | 'V126-3.8 MW' | '3800' | '0' | '117' | '126' | 'Hollands Kroon' | 'Noord-Holland' | '52.816951' | '5.093214' | '01-07-2019' | ''
''38' | '1008' | ECN Testpark' | 'ECN Testpark PW3' | 'Vestas' | 'V126-3.8 MW' | '3800' | '0' | '117' | '126' | 'Hollands Kroon' | 'Noord-Holland' | '52.81732' | '5.086048' | '01-07-2019' | ''
''38' | '1008' | ECN Testpark' | 'ECN Testpark PW4' | 'Vestas' | 'V126-3.8 MW' | '3800' | '0' | '117' | '126' | 'Hollands Kroon' | 'Noord-Holland' | '52.817688' | '5.07888' | '01-07-2019' | ''
''38' | '1008' | ECN Testpark' | 'ECN Testpark RW1' | 'Vestas' | 'V126-3.8 MW' | '3800' | '0' | '117' | '126' | 'Hollands Kroon' | 'Noord-Holland' | '52.830444' | '5.102308' | '01-07-2019' | ''
''38' | '1008' | ECN Testpark' | 'ECN Testpark RW2' | 'Vestas' | 'V126-3.8 MW' | '3800' | '0' | '117' | '126' | 'Hollands Kroon' | 'Noord-Holland' | '52.830813' | '5.095139' | '01-07-2019' | ''
''38' | '1008' | ECN Testpark' | 'ECN Testpark RW3' | 'Vestas' | 'V126-3.8 MW' | '3800' | '0' | '117' | '126' | 'Hollands Kroon' | 'Noord-Holland' | '52.831191' | '5.08797' | '01-07-2019' | ''
''38' | '1008' | ECN Testpark' | 'ECN Testpark RW4' | 'Vestas' | 'V126-3.8 MW' | '3800' | '0' | '117' | '126' | 'Hollands Kroon' | 'Noord-Holland' | '52.831568' | '5.080801' | '01-07-2019' | ''
''38' | '1009' | ECN Testpark' | 'ECN Testpark PW6' | 'Enercon' | 'E-138/4000' | '4000' | '0' | '111' | '138' | 'Hollands Kroon' | 'Noord-Holland' | '52.818482' | '5.063359' | '01-03-2019' | ''
''38' | '1010' | ECN Testpark' | 'ECN Testpark PW7' | 'GE Wind' | 'GE 5.3-158' | '5300' | '0' | '121' | '158' | 'Hollands Kroon' | 'Noord-Holland' | '52.818866' | '5.05588' | '01-02-2019' | ''
''38' | '1011' | ECN Testpark' | 'ECN Testpark RW7' | 'GE Wind' | 'GE-4.2-117' | '4200' | '0' | '100' | '117' | 'Hollands Kroon' | 'Noord-Holland' | '52.832679' | '5.059292' | '01-03-2019' | ''
''39' | '544' | Ecopark Waalwijk' | 'Waalwijk 01' | 'GE Wind' | 'GE 1.5sle' | '1500' | '3300' | '80' | '70' | 'Waalwijk' | 'Noord-Brabant' | '51.708715347' | '5.0647659427' | '02-08-2005' | ''
''39' | '544' | Ecopark Waalwijk' | 'Waalwijk 02' | 'GE Wind' | 'GE 1.5sle' | '1500' | '3300' | '80' | '70' | 'Waalwijk' | 'Noord-Brabant' | '51.710621865' | '5.0683984829' | '02-08-2005' | ''
''39' | '544' | Ecopark Waalwijk' | 'Waalwijk 03' | 'GE Wind' | 'GE 1.5sle' | '1500' | '3300' | '80' | '70' | 'Waalwijk' | 'Noord-Brabant' | '51.708242492' | '5.0726833139' | '02-08-2005' | ''
''39' | '544' | Ecopark Waalwijk' | 'Waalwijk 04' | 'GE Wind' | 'GE 1.5sle' | '1500' | '3300' | '80' | '70' | 'Waalwijk' | 'Noord-Brabant' | '51.710237919' | '5.0760406336' | '02-08-2005' | ''
''39' | '544' | Ecopark Waalwijk' | 'Waalwijk 05' | 'GE Wind' | 'GE 1.5sle' | '1500' | '3300' | '80' | '70' | 'Waalwijk' | 'Noord-Brabant' | '51.707865585' | '5.0796883901' | '02-08-2005' | ''
''40' | '602' | Egmond aan Zee' | 'Egmond aan Zee' | 'Vestas' | 'V90-3.0 MW' | '3000' | '8500' | '70' | '90' | 'Offshore' | 'Offshore' | '52.630507166' | '4.3674054059' | '02-12-2006' | ''
''40' | '602' | Egmond aan Zee' | 'Egmond aan Zee' | 'Vestas' | 'V90-3.0 MW' | '3000' | '8500' | '70' | '90' | 'Offshore' | 'Offshore' | '52.626076501' | '4.3737408766' | '02-12-2006' | ''
''40' | '602' | Egmond aan Zee' | 'Egmond aan Zee' | 'Vestas' | 'V90-3.0 MW' | '3000' | '8500' | '70' | '90' | 'Offshore' | 'Offshore' | '52.621732972' | '4.3797924733' | '02-12-2006' | ''
''40' | '602' | Egmond aan Zee' | 'Egmond aan Zee' | 'Vestas' | 'V90-3.0 MW' | '3000' | '8500' | '70' | '90' | 'Offshore' | 'Offshore' | '52.617209408' | '4.3858469626' | '02-12-2006' | ''
''40' | '602' | Egmond aan Zee' | 'Egmond aan Zee' | 'Vestas' | 'V90-3.0 MW' | '3000' | '8500' | '70' | '90' | 'Offshore' | 'Offshore' | '52.612776624' | '4.3920457993' | '02-12-2006' | ''
''40' | '602' | Egmond aan Zee' | 'Egmond aan Zee' | 'Vestas' | 'V90-3.0 MW' | '3000' | '8500' | '70' | '90' | 'Offshore' | 'Offshore' | '52.608342281' | '4.3980957778' | '02-12-2006' | ''
''40' | '602' | Egmond aan Zee' | 'Egmond aan Zee' | 'Vestas' | 'V90-3.0 MW' | '3000' | '8500' | '70' | '90' | 'Offshore' | 'Offshore' | '52.603909941' | '4.4044249668' | '02-12-2006' | ''
''40' | '602' | Egmond aan Zee' | 'Egmond aan Zee' | 'Vestas' | 'V90-3.0 MW' | '3000' | '8500' | '70' | '90' | 'Offshore' | 'Offshore' | '52.599485151' | '4.4106198598' | '02-12-2006' | ''
''40' | '602' | Egmond aan Zee' | 'Egmond aan Zee' | 'Vestas' | 'V90-3.0 MW' | '3000' | '8500' | '70' | '90' | 'Offshore' | 'Offshore' | '52.595049839' | '4.4166661399' | '02-12-2006' | ''
''40' | '602' | Egmond aan Zee' | 'Egmond aan Zee' | 'Vestas' | 'V90-3.0 MW' | '3000' | '8500' | '70' | '90' | 'Offshore' | 'Offshore' | '52.590525429' | '4.4228459641' | '02-12-2006' | ''
''40' | '602' | Egmond aan Zee' | 'Egmond aan Zee' | 'Vestas' | 'V90-3.0 MW' | '3000' | '8500' | '70' | '90' | 'Offshore' | 'Offshore' | '52.586349005' | '4.4287513317' | '02-12-2006' | ''
''40' | '602' | Egmond aan Zee' | 'Egmond aan Zee' | 'Vestas' | 'V90-3.0 MW' | '3000' | '8500' | '70' | '90' | 'Offshore' | 'Offshore' | '52.581913813' | '4.4349267514' | '02-12-2006' | ''
''40' | '602' | Egmond aan Zee' | 'Egmond aan Zee' | 'Vestas' | 'V90-3.0 MW' | '3000' | '8500' | '70' | '90' | 'Offshore' | 'Offshore' | '52.623084723' | '4.3973362411' | '02-12-2006' | ''
''40' | '602' | Egmond aan Zee' | 'Egmond aan Zee' | 'Vestas' | 'V90-3.0 MW' | '3000' | '8500' | '70' | '90' | 'Offshore' | 'Offshore' | '52.618478289' | '4.4032580482' | '02-12-2006' | ''
''40' | '602' | Egmond aan Zee' | 'Egmond aan Zee' | 'Vestas' | 'V90-3.0 MW' | '3000' | '8500' | '70' | '90' | 'Offshore' | 'Offshore' | '52.614303975' | '4.4093019007' | '02-12-2006' | ''
''40' | '602' | Egmond aan Zee' | 'Egmond aan Zee' | 'Vestas' | 'V90-3.0 MW' | '3000' | '8500' | '70' | '90' | 'Offshore' | 'Offshore' | '52.609779976' | '4.4154851942' | '02-12-2006' | ''
''40' | '602' | Egmond aan Zee' | 'Egmond aan Zee' | 'Vestas' | 'V90-3.0 MW' | '3000' | '8500' | '70' | '90' | 'Offshore' | 'Offshore' | '52.605264754' | '4.4216817793' | '02-12-2006' | ''
''40' | '602' | Egmond aan Zee' | 'Egmond aan Zee' | 'Vestas' | 'V90-3.0 MW' | '3000' | '8500' | '70' | '90' | 'Offshore' | 'Offshore' | '52.598180647' | '4.4314607234' | '02-12-2006' | ''
''40' | '602' | Egmond aan Zee' | 'Egmond aan Zee' | 'Vestas' | 'V90-3.0 MW' | '3000' | '8500' | '70' | '90' | 'Offshore' | 'Offshore' | '52.593837549' | '4.437930725' | '02-12-2006' | ''
''40' | '602' | Egmond aan Zee' | 'Egmond aan Zee' | 'Vestas' | 'V90-3.0 MW' | '3000' | '8500' | '70' | '90' | 'Offshore' | 'Offshore' | '52.589398606' | '4.443693145' | '02-12-2006' | ''
''40' | '602' | Egmond aan Zee' | 'Egmond aan Zee' | 'Vestas' | 'V90-3.0 MW' | '3000' | '8500' | '70' | '90' | 'Offshore' | 'Offshore' | '52.585052615' | '4.4498803369' | '02-12-2006' | ''
''40' | '602' | Egmond aan Zee' | 'Egmond aan Zee' | 'Vestas' | 'V90-3.0 MW' | '3000' | '8500' | '70' | '90' | 'Offshore' | 'Offshore' | '52.628875743' | '4.4085497979' | '02-12-2006' | ''
''40' | '602' | Egmond aan Zee' | 'Egmond aan Zee' | 'Vestas' | 'V90-3.0 MW' | '3000' | '8500' | '70' | '90' | 'Offshore' | 'Offshore' | '52.624441665' | '4.4147332402' | '02-12-2006' | ''
''40' | '602' | Egmond aan Zee' | 'Egmond aan Zee' | 'Vestas' | 'V90-3.0 MW' | '3000' | '8500' | '70' | '90' | 'Offshore' | 'Offshore' | '52.620005096' | '4.4206496671' | '02-12-2006' | ''
''40' | '602' | Egmond aan Zee' | 'Egmond aan Zee' | 'Vestas' | 'V90-3.0 MW' | '3000' | '8500' | '70' | '90' | 'Offshore' | 'Offshore' | '52.615570373' | '4.4268306428' | '02-12-2006' | ''
''40' | '602' | Egmond aan Zee' | 'Egmond aan Zee' | 'Vestas' | 'V90-3.0 MW' | '3000' | '8500' | '70' | '90' | 'Offshore' | 'Offshore' | '52.610619935' | '4.4337449953' | '02-12-2006' | ''
''40' | '602' | Egmond aan Zee' | 'Egmond aan Zee' | 'Vestas' | 'V90-3.0 MW' | '3000' | '8500' | '70' | '90' | 'Offshore' | 'Offshore' | '52.603713509' | '4.4433865133' | '02-12-2006' | ''
''40' | '602' | Egmond aan Zee' | 'Egmond aan Zee' | 'Vestas' | 'V90-3.0 MW' | '3000' | '8500' | '70' | '90' | 'Offshore' | 'Offshore' | '52.599276527' | '4.449430087' | '02-12-2006' | ''
''40' | '602' | Egmond aan Zee' | 'Egmond aan Zee' | 'Vestas' | 'V90-3.0 MW' | '3000' | '8500' | '70' | '90' | 'Offshore' | 'Offshore' | '52.594839231' | '4.4554724423' | '02-12-2006' | ''
''40' | '602' | Egmond aan Zee' | 'Egmond aan Zee' | 'Vestas' | 'V90-3.0 MW' | '3000' | '8500' | '70' | '90' | 'Offshore' | 'Offshore' | '52.634656597' | '4.4197517357' | '02-12-2006' | ''
''40' | '602' | Egmond aan Zee' | 'Egmond aan Zee' | 'Vestas' | 'V90-3.0 MW' | '3000' | '8500' | '70' | '90' | 'Offshore' | 'Offshore' | '52.630220867' | '4.4258019537' | '02-12-2006' | ''
''40' | '602' | Egmond aan Zee' | 'Egmond aan Zee' | 'Vestas' | 'V90-3.0 MW' | '3000' | '8500' | '70' | '90' | 'Offshore' | 'Offshore' | '52.625875868' | '4.4319966702' | '02-12-2006' | ''
''40' | '602' | Egmond aan Zee' | 'Egmond aan Zee' | 'Vestas' | 'V90-3.0 MW' | '3000' | '8500' | '70' | '90' | 'Offshore' | 'Offshore' | '52.621350818' | '4.4381940372' | '02-12-2006' | ''
''40' | '602' | Egmond aan Zee' | 'Egmond aan Zee' | 'Vestas' | 'V90-3.0 MW' | '3000' | '8500' | '70' | '90' | 'Offshore' | 'Offshore' | '52.616318732' | '4.4450949948' | '02-12-2006' | ''
''40' | '602' | Egmond aan Zee' | 'Egmond aan Zee' | 'Vestas' | 'V90-3.0 MW' | '3000' | '8500' | '70' | '90' | 'Offshore' | 'Offshore' | '52.609660803' | '4.454450194' | '02-12-2006' | ''
''40' | '602' | Egmond aan Zee' | 'Egmond aan Zee' | 'Vestas' | 'V90-3.0 MW' | '3000' | '8500' | '70' | '90' | 'Offshore' | 'Offshore' | '52.605144576' | '4.4607756197' | '02-12-2006' | ''
''41' | '506' | EPZ' | 'EPZ-T3' | 'Neg Micon' | 'NM48/ 750' | '750' | '1500' | '60' | '48' | 'Borsele' | 'Zeeland' | '51.434753089' | '3.7105757989' | '23-12-2004' | ''
''41' | '507' | EPZ' | 'EPZ-T1' | 'Neg Micon' | 'NM80/2750' | '2750' | '5400' | '78' | '80' | 'Borsele' | 'Zeeland' | '51.440245145' | '3.718026701' | '23-12-2004' | ''
''41' | '508' | EPZ' | 'EPZ-T2' | 'Neg Micon' | 'NM92/2750' | '2750' | '6700' | '78' | '92' | 'Borsele' | 'Zeeland' | '51.441175949' | '3.7033480013' | '23-12-2004' | ''
''41' | '508' | EPZ' | 'EPZ-T4' | 'Neg Micon' | 'NM92/2750' | '2750' | '6700' | '78' | '92' | 'Borsele' | 'Zeeland' | '51.435627718' | '3.71764926' | '23-12-2004' | ''
''41' | '508' | EPZ' | 'EPZ-T5' | 'Neg Micon' | 'NM92/2750' | '2750' | '6700' | '78' | '92' | 'Borsele' | 'Zeeland' | '51.437942429' | '3.7135511354' | '23-12-2004' | ''
''41' | '509' | EPZ' | 'EPZ-T6' | 'Senvion' | '6M' | '6150' | '15400' | '112' | '126' | 'Borsele' | 'Zeeland' | '51.445578494' | '3.7000488836' | '08-06-2012' | ''
''41' | '509' | EPZ' | 'EPZ-T7' | 'Senvion' | '6M' | '6150' | '15400' | '112' | '126' | 'Borsele' | 'Zeeland' | '51.448975745' | '3.7037071315' | '08-06-2012' | ''
''44' | '10' | Europaweg-Zuid Repower' | 'BWN 1' | 'Enercon' | 'E-82 / 3000' | '3000' | '6700' | '100' | '82' | 'Vlissingen' | 'Zeeland' | '51.443500372' | '3.694989891' | '02-03-2014' | ''
''44' | '10' | Europaweg-Zuid Repower' | 'BWN 2' | 'Enercon' | 'E-82 / 3000' | '3000' | '6700' | '100' | '82' | 'Vlissingen' | 'Zeeland' | '51.440911515' | '3.6993585775' | '02-03-2014' | ''
''44' | '10' | Europaweg-Zuid Repower' | 'BWN 3' | 'Enercon' | 'E-82 / 3000' | '3000' | '6700' | '100' | '82' | 'Vlissingen' | 'Zeeland' | '51.438659583' | '3.70341223' | '02-03-2014' | ''
''44' | '11' | Europaweg-Zuid Repower' | 'BWN 4' | 'Enercon' | 'E-82 / 3000' | '3000' | '6700' | '100' | '82' | 'Borsele' | 'Zeeland' | '51.43627314' | '3.7074992038' | '02-03-2014' | ''
''45' | '374' | EWI' | 'EWI 1' | 'Vestas' | 'V80-2.0 MW' | '2000' | '4500' | '67' | '80' | 'Dronten' | 'Flevoland' | '52.533460575' | '5.6357856165' | '10-12-2002' | ''
''45' | '374' | EWI' | 'EWI 3' | 'Vestas' | 'V80-2.0 MW' | '2000' | '4500' | '67' | '80' | 'Dronten' | 'Flevoland' | '52.533799015' | '5.6414763326' | '10-12-2002' | ''
''45' | '374' | EWI' | 'EWI 6' | 'Vestas' | 'V80-2.0 MW' | '2000' | '4500' | '67' | '80' | 'Dronten' | 'Flevoland' | '52.534128421' | '5.6470639181' | '10-12-2002' | ''
''45' | '374' | EWI' | 'EWI 7' | 'Vestas' | 'V80-2.0 MW' | '2000' | '4500' | '67' | '80' | 'Dronten' | 'Flevoland' | '52.534475406' | '5.6527106463' | '10-12-2002' | ''
''45' | '374' | EWI' | 'EWI 5' | 'Vestas' | 'V80-2.0 MW' | '2000' | '4500' | '67' | '80' | 'Dronten' | 'Flevoland' | '52.534866957' | '5.658401953' | '10-12-2002' | ''
''45' | '374' | EWI' | 'EWI 2' | 'Vestas' | 'V80-2.0 MW' | '2000' | '4500' | '67' | '80' | 'Dronten' | 'Flevoland' | '52.535141368' | '5.6641073648' | '10-12-2002' | ''
''45' | '374' | EWI' | 'EWI 4' | 'Vestas' | 'V80-2.0 MW' | '2000' | '4500' | '67' | '80' | 'Dronten' | 'Flevoland' | '52.535487647' | '5.6697101403' | '10-12-2002' | ''
''45' | '1001' | EWI' | 'EWI II-1' | 'Siemens Gamesa' | 'G80-2000' | '2000' | '4300' | '67' | '80' | 'Dronten' | 'Flevoland' | '52.533461' | '5.635786' | '01-12-2019' | ''
''45' | '1001' | EWI' | 'EWI II-2' | 'Siemens Gamesa' | 'G80-2000' | '2000' | '4300' | '67' | '80' | 'Dronten' | 'Flevoland' | '52.535141' | '5.664107' | '01-12-2019' | ''
''45' | '1001' | EWI' | 'EWI II-3' | 'Siemens Gamesa' | 'G80-2000' | '2000' | '4300' | '67' | '80' | 'Dronten' | 'Flevoland' | '52.533799' | '5.641476' | '01-12-2019' | ''
''45' | '1001' | EWI' | 'EWI II-4' | 'Siemens Gamesa' | 'G80-2000' | '2000' | '4300' | '67' | '80' | 'Dronten' | 'Flevoland' | '52.535488' | '5.66971' | '01-12-2019' | ''
''45' | '1001' | EWI' | 'EWI II-5' | 'Siemens Gamesa' | 'G80-2000' | '2000' | '4300' | '67' | '80' | 'Dronten' | 'Flevoland' | '52.534867' | '5.658402' | '01-12-2019' | ''
''45' | '1001' | EWI' | 'EWI II-6' | 'Siemens Gamesa' | 'G80-2000' | '2000' | '4300' | '67' | '80' | 'Dronten' | 'Flevoland' | '52.534128' | '5.647064' | '01-12-2019' | ''
''46' | '368' | Futenweg' | 'Futenweg 20' | 'Vestas' | 'V66-1.75 MW' | '1750' | '2900' | '67' | '66' | 'Zeewolde' | 'Flevoland' | '52.393591031' | '5.5649525953' | '11-10-2002' | ''
''46' | '368' | Futenweg' | 'Futenweg 14-1' | 'Vestas' | 'V66-1.75 MW' | '1750' | '2900' | '67' | '66' | 'Zeewolde' | 'Flevoland' | '52.39579622' | '5.5687372659' | '11-10-2002' | ''
''46' | '368' | Futenweg' | 'Futenweg 08-1' | 'Vestas' | 'V66-1.75 MW' | '1750' | '2900' | '67' | '66' | 'Zeewolde' | 'Flevoland' | '52.400233051' | '5.5763960122' | '11-10-2002' | ''
''46' | '368' | Futenweg' | 'Futenweg 08-2' | 'Vestas' | 'V66-1.75 MW' | '1750' | '2900' | '67' | '66' | 'Zeewolde' | 'Flevoland' | '52.402455845' | '5.5801818981' | '11-10-2002' | ''
''46' | '368' | Futenweg' | 'Futenweg 14-2' | 'Vestas' | 'V66-1.75 MW' | '1750' | '2900' | '67' | '66' | 'Zeewolde' | 'Flevoland' | '52.398028179' | '5.5725665038' | '11-10-2002' | ''
''46' | '368' | Futenweg' | 'Futenweg 04' | 'Vestas' | 'V66-1.75 MW' | '1750' | '2900' | '67' | '66' | 'Zeewolde' | 'Flevoland' | '52.404678443' | '5.5840122481' | '11-10-2002' | ''
''47' | '1' | Loppersum' | 'Loppersum' | 'NoName' | 'NoType' | '0' | '0' | '24' | '0' | 'Loppersum' | 'Groningen' | '53.331546' | '6.635759' | '02-09-1982' | ''
''48' | '2' | Visafslag' | 'Visafslag' | 'Lagerwey' | 'LW 15/75' | '75' | '160' | '25' | '16' | 'Het Hogeland' | 'Groningen' | '53.40721619' | '6.2031346069' | '02-01-1988' | ''
''49' | '3' | WWC' | 'WWC-1' | 'Lagerwey' | 'LW 15/75' | '75' | '150' | '31' | '16' | 'Medemblik' | 'Noord-Holland' | '52.738707626' | '5.2344906001' | '02-05-1988' | ''
''49' | '3' | WWC' | 'WWC-2' | 'Lagerwey' | 'LW 15/75' | '75' | '150' | '31' | '16' | 'Medemblik' | 'Noord-Holland' | '52.732699976' | '5.2454372669' | '02-05-1988' | ''
''49' | '143' | WWC' | 'WWC-3' | 'Lagerwey' | 'LW 18/80' | '80' | '140' | '31' | '18' | 'Medemblik' | 'Noord-Holland' | '52.749246742' | '5.1050869412' | '02-02-1995' | ''
''49' | '143' | WWC' | 'WWC-4' | 'Lagerwey' | 'LW 18/80' | '80' | '140' | '31' | '18' | 'Medemblik' | 'Noord-Holland' | '52.74982441' | '5.1061495766' | '02-02-1995' | ''
''50' | '4' | Noordenwind' | 'Noordenwind' | 'Lagerwey' | 'LW 15/75' | '75' | '160' | '25' | '16' | 'Noardeast-FryslÃ¢n' | 'FryslÃ¢n' | '53.376163155' | '5.9170984671' | '02-07-1988' | ''
''51' | '5' | Noordenwind' | 'Noordenwind' | 'Lagerwey' | 'LW 15/75' | '75' | '160' | '25' | '16' | 'Waadhoeke' | 'FryslÃ¢n' | '53.191259782' | '5.5033063203' | '02-07-1988' | ''
''52' | '6' | Wolfraamweg' | 'Wolfraamweg-2' | 'Lagerwey' | 'LW 15/75' | '75' | '140' | '31' | '16' | 'Heerenveen' | 'FryslÃ¢n' | '52.929471811' | '5.9414636992' | '02-10-1988' | ''
''52' | '6' | Wolfraamweg' | 'Wolfraamweg-1' | 'Lagerwey' | 'LW 15/75' | '75' | '140' | '31' | '16' | 'Heerenveen' | 'FryslÃ¢n' | '52.933353388' | '5.9396539312' | '02-10-1988' | ''
''54' | '8' | Ooststellingwerf' | 'Ooststellingwerf' | 'Lagerwey' | 'LW 15/75' | '75' | '140' | '31' | '16' | 'Ooststellingwerf' | 'FryslÃ¢n' | '53.035336' | '6.305675' | '02-12-1988' | ''
''55' | '12' | Franseweg' | 'Franseweg' | 'Lagerwey' | 'LW 15/75' | '75' | '140' | '31' | '16' | 'Steenbergen' | 'Noord-Brabant' | '51.572237272' | '4.3081606802' | '02-04-1989' | ''
''56' | '13' | Heerhugowaard' | 'Heerhugowaard' | 'Lagerwey' | 'LW 15/75' | '75' | '160' | '31' | '16' | 'Heerhugowaard' | 'Noord-Holland' | '52.703073' | '4.843546' | '02-04-1989' | ''
''57' | '14' | het Bildt' | 'het Bildt' | 'Lagerwey' | 'LW 15/75' | '75' | '160' | '31' | '16' | 'Waadhoeke' | 'FryslÃ¢n' | '53.252079' | '5.704368' | '02-04-1989' | ''
''58' | '15' | Leeuwarden' | 'Leeuwarden' | 'Lagerwey' | 'LW 15/75' | '75' | '150' | '31' | '16' | 'Leeuwarden' | 'FryslÃ¢n' | '53.192182' | '5.768862' | '02-05-1989' | ''
''59' | '16' | Dongeradeel' | 'Dongeradeel' | 'Lagerwey' | 'LW 15/75' | '75' | '160' | '25' | '16' | 'Noardeast-FryslÃ¢n' | 'FryslÃ¢n' | '53.354312' | '6.034452' | '02-06-1989' | ''
''60' | '17' | Noordenwind' | 'Noordenwind' | 'Lagerwey' | 'LW 15/75' | '75' | '160' | '25' | '16' | 'Noardeast-FryslÃ¢n' | 'FryslÃ¢n' | '53.352378' | '5.9091467792' | '02-06-1989' | ''
''61' | '18' | Ferwerderadiel' | 'Ferwerderadiel' | 'Lagerwey' | 'LW 15/75' | '75' | '160' | '25' | '16' | 'Noardeast-FryslÃ¢n' | 'FryslÃ¢n' | '53.321152' | '5.779848' | '02-07-1989' | ''
''62' | '21' | Noordoostpolder' | 'Noordoostpolder' | 'Lagerwey' | 'LW 15/75' | '75' | '140' | '31' | '16' | 'Noordoostpolder' | 'Flevoland' | '52.706621' | '5.605414' | '02-08-1989' | ''
''63' | '22' | Franekeradeel' | 'Franekeradeel' | 'Lagerwey' | 'LW 15/75' | '75' | '160' | '25' | '16' | 'Waadhoeke' | 'FryslÃ¢n' | '53.25019' | '5.525773' | '02-09-1989' | ''
''64' | '23' | Franekeradeel' | 'Franekeradeel' | 'Lagerwey' | 'LW 15/75' | '75' | '160' | '31' | '16' | 'Waadhoeke' | 'FryslÃ¢n' | '53.246792' | '5.518916' | '02-10-1989' | ''
''65' | '24' | Noordoostpolder' | 'Noordoostpolder' | 'Lagerwey' | 'LW 18/80' | '80' | '130' | '31' | '18' | 'Noordoostpolder' | 'Flevoland' | '52.724225' | '5.611022' | '02-10-1989' | ''
''66' | '25' | Bergen' | 'Bergen' | 'Lagerwey' | 'LW 15/75' | '75' | '170' | '25' | '16' | 'Bergen (NH)' | 'Noord-Holland' | '52.728058524' | '4.6529538513' | '02-12-1989' | ''
''67' | '26' | Littenseradiel' | 'Littenseradiel' | 'Lagerwey' | 'LW 18/80' | '80' | '140' | '31' | '18' | 'Leeuwarden' | 'FryslÃ¢n' | '53.163208' | '5.725501' | '02-01-1990' | ''
''68' | '29' | Priempad' | 'Priempad' | 'Lagerwey' | 'LW 18/80' | '80' | '130' | '25' | '18' | 'Zeewolde' | 'Flevoland' | '52.305502089' | '5.3788614624' | '02-03-1990' | ''
''69' | '30' | NUON' | 'NUON' | 'Lagerwey' | 'LW 15/75' | '75' | '160' | '31' | '16' | 'Harlingen' | 'FryslÃ¢n' | '53.155423771' | '5.4726248459' | '02-04-1990' | ''
''70' | '31' | Noordenwind' | 'Noordenwind' | 'Lagerwey' | 'LW 15/75' | '75' | '140' | '31' | '16' | 'Groningen' | 'Groningen' | '53.248814511' | '6.5277538439' | '02-05-1990' | ''
''71' | '32' | Zuidhorn' | 'Zuidhorn' | 'Lagerwey' | 'LW 15/75' | '75' | '150' | '31' | '16' | 'Westerkwartier' | 'Groningen' | '53.332195988' | '6.3006348872' | '02-07-1990' | ''
''72' | '33' | Ferwerderadiel' | 'Ferwerderadiel' | 'Lagerwey' | 'LW 15/75' | '75' | '160' | '31' | '16' | 'Noardeast-FryslÃ¢n' | 'FryslÃ¢n' | '53.305793' | '5.882601' | '02-08-1990' | ''
''73' | '34' | WPN' | 'WPN' | 'Lagerwey' | 'LW 15/75' | '75' | '160' | '31' | '16' | 'SÃºdwest-FryslÃ¢n' | 'FryslÃ¢n' | '53.074408152' | '5.3336708085' | '02-10-1990' | ''
''74' | '35' | Skarsterlan' | 'Skarsterlan' | 'NoName' | 'NoType' | '0' | '0' | '25' | '0' | 'De Fryske Marren' | 'FryslÃ¢n' | '52.924561' | '5.844866' | '02-11-1990' | ''
''75' | '36' | Franekeradeel' | 'Franekeradeel' | 'Lagerwey' | 'LW 15/75' | '75' | '160' | '31' | '16' | 'Waadhoeke' | 'FryslÃ¢n' | '53.236999' | '5.526015' | '02-11-1990' | ''
''76' | '37' | Winsum' | 'Winsum' | 'Lagerwey' | 'LW 15/75' | '75' | '140' | '31' | '16' | 'Westerkwartier' | 'Groningen' | '53.284799367' | '6.4529360861' | '02-11-1990' | ''
''77' | '38' | Franekeradeel' | 'Franekeradeel' | 'Lagerwey' | 'LW 18/80' | '80' | '150' | '31' | '18' | 'Waadhoeke' | 'FryslÃ¢n' | '53.23715' | '5.527198' | '02-11-1990' | ''
''78' | '41' | Franekeradeel' | 'Franekeradeel' | 'Lagerwey' | 'LW 15/75' | '75' | '160' | '34' | '16' | 'Waadhoeke' | 'FryslÃ¢n' | '53.157732' | '5.581463' | '02-01-1991' | ''
''79' | '42' | Franekeradeel' | 'Franekeradeel' | 'Lagerwey' | 'LW 18/80' | '80' | '150' | '31' | '18' | 'Waadhoeke' | 'FryslÃ¢n' | '53.246998' | '5.519905' | '02-01-1991' | ''
''80' | '43' | Goese Sas' | 'Goese Sas' | 'Micon' | 'M 530' | '250' | '330' | '30' | '26' | 'Goes' | 'Zeeland' | '51.537736661' | '3.9246875284' | '09-02-1991' | ''
''81' | '44' | Franekeradeel' | 'Franekeradeel' | 'Lagerwey' | 'LW 18/80' | '80' | '150' | '31' | '18' | 'Waadhoeke' | 'FryslÃ¢n' | '53.252219' | '5.519352' | '02-03-1991' | ''
''82' | '45' | De Volhouder' | 'De Volhouder' | 'Lagerwey' | 'LW 15/75' | '75' | '140' | '31' | '16' | 'Bergen op Zoom' | 'Noord-Brabant' | '51.528041086' | '4.2553969133' | '02-04-1991' | ''
''84' | '47' | NUON' | 'NUON' | 'Lagerwey' | 'LW 18/80' | '80' | '150' | '31' | '18' | 'Harlingen' | 'FryslÃ¢n' | '53.172301046' | '5.4552958678' | '02-06-1991' | ''
''85' | '48' | NUON' | 'NUON' | 'Lagerwey' | 'LW 15/75' | '75' | '160' | '31' | '16' | 'Waadhoeke' | 'FryslÃ¢n' | '53.150724739' | '5.5039448869' | '02-08-1991' | ''
''86' | '49' | Sasputsestraat' | 'Sasputsestraat' | 'Lagerwey' | 'LW 18/80' | '80' | '130' | '31' | '18' | 'Sluis' | 'Zeeland' | '51.365880818' | '3.5837314898' | '02-11-1991' | ''
''87' | '50' | Lemsterland' | 'Lemsterland' | 'Lagerwey' | 'LW 18/80' | '80' | '130' | '34' | '18' | 'De Fryske Marren' | 'FryslÃ¢n' | '52.898071' | '5.849032' | '02-12-1991' | ''
''88' | '51' | Ferwerderadiel' | 'Ferwerderadiel' | 'Lagerwey' | 'LW 18/80' | '80' | '150' | '31' | '18' | 'Noardeast-FryslÃ¢n' | 'FryslÃ¢n' | '53.359693' | '5.849576' | '02-01-1992' | ''
''89' | '52' | Ferwerderadiel' | 'Ferwerderadiel' | 'Lagerwey' | 'LW 18/80' | '80' | '150' | '31' | '18' | 'Noardeast-FryslÃ¢n' | 'FryslÃ¢n' | '53.36217' | '5.852622' | '02-01-1992' | ''
''90' | '53' | Wintermolen' | 'Wintermolen' | 'Lagerwey' | 'LW 18/80' | '80' | '130' | '31' | '18' | 'Delfzijl' | 'Groningen' | '53.268061274' | '6.9870683109' | '02-01-1992' | ''
''90' | '53' | Wintermolen' | 'Wintermolen' | 'Lagerwey' | 'LW 18/80' | '80' | '130' | '31' | '18' | 'Delfzijl' | 'Groningen' | '53.262264395' | '6.9755821949' | '02-01-1992' | ''
''90' | '54' | Wintermolen' | 'Wintermolen' | 'Lagerwey' | 'LW 18/80' | '80' | '130' | '31' | '18' | 'Oldambt' | 'Groningen' | '53.221252715' | '6.9840026483' | '02-01-1992' | ''
''90' | '54' | Wintermolen' | 'Wintermolen' | 'Lagerwey' | 'LW 18/80' | '80' | '130' | '31' | '18' | 'Oldambt' | 'Groningen' | '53.19432553' | '6.9922119212' | '02-01-1992' | ''
''90' | '54' | Wintermolen' | 'Wintermolen' | 'Lagerwey' | 'LW 18/80' | '80' | '130' | '31' | '18' | 'Oldambt' | 'Groningen' | '53.165984537' | '6.9427667424' | '02-01-1992' | ''
''90' | '56' | Wintermolen' | 'Wintermolen' | 'Lagerwey' | 'LW 18/80' | '80' | '130' | '31' | '18' | 'Midden-Groningen' | 'Groningen' | '53.19250804' | '6.9018510844' | '02-01-1992' | ''
''90' | '67' | Wintermolen' | 'Wintermolen' | 'Lagerwey' | 'LW 18/80' | '80' | '140' | '31' | '18' | 'Het Hogeland' | 'Groningen' | '53.390954642' | '6.2378790581' | '02-11-1992' | ''
''90' | '67' | Wintermolen' | 'Wintermolen' | 'Lagerwey' | 'LW 18/80' | '80' | '140' | '31' | '18' | 'Het Hogeland' | 'Groningen' | '53.368444137' | '6.4153140123' | '02-11-1992' | ''
''90' | '67' | Wintermolen' | 'Wintermolen' | 'Lagerwey' | 'LW 18/80' | '80' | '140' | '31' | '18' | 'Het Hogeland' | 'Groningen' | '53.367388402' | '6.4147779915' | '02-11-1992' | ''
''90' | '68' | Wintermolen' | 'Wintermolen' | 'Lagerwey' | 'LW 18/80' | '80' | '140' | '31' | '18' | 'Het Hogeland' | 'Groningen' | '53.317872862' | '6.5967052331' | '02-12-1992' | ''
''90' | '68' | Wintermolen' | 'Wintermolen' | 'Lagerwey' | 'LW 18/80' | '80' | '140' | '31' | '18' | 'Het Hogeland' | 'Groningen' | '53.326218867' | '6.5933372309' | '02-12-1992' | ''
''90' | '93' | Wintermolen' | 'Wintermolen' | 'Lagerwey' | 'LW 18/80' | '80' | '140' | '31' | '18' | 'Het Hogeland' | 'Groningen' | '53.335541612' | '6.556531881' | '02-10-1993' | ''
''90' | '93' | Wintermolen' | 'Wintermolen' | 'Lagerwey' | 'LW 18/80' | '80' | '140' | '31' | '18' | 'Het Hogeland' | 'Groningen' | '53.360800601' | '6.5528918692' | '02-10-1993' | ''
''90' | '94' | Wintermolen' | 'Wintermolen' | 'Lagerwey' | 'LW 18/80' | '80' | '130' | '31' | '18' | 'Pekela' | 'Groningen' | '53.115707663' | '7.0251814635' | '02-10-1993' | ''
''90' | '162' | Wintermolen' | 'Wintermolen' | 'Lagerwey' | 'LW 18/80' | '80' | '130' | '31' | '18' | 'Groningen' | 'Groningen' | '53.297698706' | '6.6903975463' | '02-06-1995' | ''
''90' | '163' | Wintermolen' | 'Wintermolen' | 'Lagerwey' | 'LW 18/80' | '80' | '130' | '31' | '18' | 'Westerkwartier' | 'Groningen' | '53.152367348' | '6.2622640079' | '02-06-1995' | ''
''90' | '164' | Wintermolen' | 'Wintermolen' | 'Lagerwey' | 'LW 18/80' | '80' | '130' | '31' | '18' | 'Groningen' | 'Groningen' | '53.235683879' | '6.7002395601' | '02-06-1995' | ''
''94' | '57' | Franekeradeel' | 'Franekeradeel' | 'Lagerwey' | 'LW 18/80' | '80' | '150' | '31' | '18' | 'Waadhoeke' | 'FryslÃ¢n' | '53.250358' | '5.527945' | '02-03-1992' | ''
''95' | '58' | Leeuwarderadeel' | 'Leeuwarderadeel' | 'Lagerwey' | 'LW 18/80' | '80' | '140' | '31' | '18' | 'Leeuwarden' | 'FryslÃ¢n' | '53.270119' | '5.725424' | '02-03-1992' | ''
''96' | '59' | Skarsterlan' | 'Skarsterlan' | 'Lagerwey' | 'LW 18/80' | '80' | '130' | '34' | '18' | 'De Fryske Marren' | 'FryslÃ¢n' | '52.983235' | '5.846719' | '02-03-1992' | ''
''98' | '61' | Lelystad' | 'Lelystad' | 'Lagerwey' | 'LW 18/80' | '80' | '140' | '40' | '18' | 'Lelystad' | 'Flevoland' | '52.415462' | '5.567877' | '02-05-1992' | ''
''99' | '62' | Dongeradeel' | 'Dongeradeel' | 'Lagerwey' | 'LW 18/80' | '80' | '150' | '31' | '18' | 'Noardeast-FryslÃ¢n' | 'FryslÃ¢n' | '53.403561' | '6.063776' | '02-06-1992' | ''
''100' | '63' | Kaderweg' | 'Kaderweg' | 'Lagerwey' | 'LW 18/80' | '80' | '140' | '31' | '18' | 'Schouwen-Duiveland' | 'Zeeland' | '51.649421032' | '4.0775714643' | '02-06-1992' | ''
''103' | '66' | Ferwerderadiel' | 'Ferwerderadiel' | 'Lagerwey' | 'LW 18/80' | '80' | '150' | '31' | '18' | 'Noardeast-FryslÃ¢n' | 'FryslÃ¢n' | '53.328681' | '5.862211' | '02-08-1992' | ''
''108' | '71' | Littenseradiel' | 'Littenseradiel' | 'Lagerwey' | 'LW 18/80' | '80' | '140' | '31' | '18' | 'Leeuwarden' | 'FryslÃ¢n' | '53.157721' | '5.763355' | '02-01-1993' | ''
''110' | '75' | Dodaarsweg' | 'Dodaarsweg' | 'Lagerwey' | 'LW 18/80' | '80' | '130' | '34' | '18' | 'Zeewolde' | 'Flevoland' | '52.39243045' | '5.3840312598' | '02-02-1993' | ''
''112' | '77' | Dronten' | 'Dronten' | 'Lagerwey' | 'LW 18/80' | '80' | '130' | '34' | '18' | 'Dronten' | 'Flevoland' | '52.500211' | '5.749539' | '02-03-1993' | ''
''113' | '78' | Veluwe Windt' | 'Veluwe Windt.-1' | 'Lagerwey' | 'LW 18/80' | '80' | '140' | '31' | '18' | 'Schouwen-Duiveland' | 'Zeeland' | '51.68038753' | '3.8765800139' | '02-03-1993' | ''
''113' | '78' | Veluwe Windt' | 'Veluwe Windt.-2' | 'Lagerwey' | 'LW 18/80' | '80' | '140' | '31' | '18' | 'Schouwen-Duiveland' | 'Zeeland' | '51.679961051' | '3.8769702387' | '02-03-1993' | ''
''115' | '80' | Dantumadiel' | 'Dantumadiel' | 'Lagerwey' | 'LW 18/80' | '80' | '140' | '34' | '18' | 'Dantumadiel' | 'FryslÃ¢n' | '53.277881' | '6.027698' | '02-04-1993' | ''
''116' | '81' | Noordenwind' | 'Noordenwind' | 'Lagerwey' | 'LW 18/80' | '80' | '150' | '25' | '18' | 'Noardeast-FryslÃ¢n' | 'FryslÃ¢n' | '53.381590728' | '5.9428776117' | '02-04-1993' | ''
''117' | '82' | Dongeradeel' | 'Dongeradeel' | 'Lagerwey' | 'LW 18/80' | '80' | '150' | '31' | '18' | 'Noardeast-FryslÃ¢n' | 'FryslÃ¢n' | '53.38677' | '5.981585' | '02-06-1993' | ''
''118' | '83' | Dongeradeel' | 'Dongeradeel' | 'Lagerwey' | 'LW 18/80' | '80' | '150' | '31' | '18' | 'Noardeast-FryslÃ¢n' | 'FryslÃ¢n' | '53.388854' | '5.981704' | '02-06-1993' | ''
''119' | '84' | Dronten' | 'Dronten' | 'Lagerwey' | 'LW 18/80' | '80' | '140' | '40' | '18' | 'Dronten' | 'Flevoland' | '52.450255' | '5.652734' | '02-08-1993' | ''
''120' | '85' | Littenseradiel' | 'Littenseradiel' | 'Lagerwey' | 'LW 18/80' | '80' | '140' | '34' | '18' | 'SÃºdwest-FryslÃ¢n' | 'FryslÃ¢n' | '53.072407' | '5.636987' | '02-08-1993' | ''
''121' | '86' | Skarsterlan' | 'Skarsterlan' | 'Lagerwey' | 'LW 18/80' | '80' | '130' | '31' | '18' | 'De Fryske Marren' | 'FryslÃ¢n' | '52.997212' | '5.819326' | '02-08-1993' | ''
''122' | '87' | Dronten' | 'Dronten' | 'Lagerwey' | 'LW 18/80' | '80' | '130' | '34' | '18' | 'Dronten' | 'Flevoland' | '52.578538' | '5.745727' | '02-09-1993' | ''
''123' | '88' | Kadal' | 'Kadal-1' | 'Lagerwey' | 'LW 18/80' | '80' | '140' | '31' | '18' | 'Waadhoeke' | 'FryslÃ¢n' | '53.276145623' | '5.6112276081' | '02-09-1993' | ''
''123' | '88' | Kadal' | 'Kadal-2' | 'Lagerwey' | 'LW 18/80' | '80' | '140' | '31' | '18' | 'Waadhoeke' | 'FryslÃ¢n' | '53.276205995' | '5.6125770824' | '02-09-1993' | ''
''125' | '90' | NUON' | 'NUON' | 'Lagerwey' | 'LW 18/80' | '80' | '130' | '31' | '18' | 'De Fryske Marren' | 'FryslÃ¢n' | '52.860930291' | '5.7025333092' | '02-09-1993' | ''
''126' | '91' | het Bildt' | 'het Bildt' | 'Lagerwey' | 'LW 18/80' | '80' | '150' | '31' | '18' | 'Waadhoeke' | 'FryslÃ¢n' | '53.299772' | '5.61864' | '02-10-1993' | ''
''132' | '98' | Leeuwarderadeel' | 'Leeuwarderadeel' | 'Lagerwey' | 'LW 18/80' | '80' | '140' | '31' | '18' | 'Leeuwarden' | 'FryslÃ¢n' | '53.283589' | '5.783659' | '02-11-1993' | ''
''133' | '99' | Bartlehiem' | 'Bartlehiem 1' | 'Micon' | 'M 700' | '225' | '400' | '30' | '30' | 'Tytsjerksteradiel' | 'FryslÃ¢n' | '53.27385696' | '5.8562711688' | '02-01-1995' | ''
''133' | '99' | Bartlehiem' | 'Bartlehiem 2' | 'Micon' | 'M 700' | '225' | '400' | '30' | '30' | 'Tytsjerksteradiel' | 'FryslÃ¢n' | '53.27474514' | '5.8566256022' | '02-01-1995' | ''
''135' | '101' | Putten' | 'Putten' | 'Lagerwey' | 'LW 15/50' | '50' | '80' | '25' | '16' | 'Putten' | 'Gelderland' | '52.273918' | '5.589147' | '02-01-1994' | ''
''136' | '102' | Kollumerland' | 'Kollumerland' | 'Lagerwey' | 'LW 18/80' | '80' | '140' | '33' | '18' | 'Noardeast-FryslÃ¢n' | 'FryslÃ¢n' | '53.310332' | '6.158541' | '02-01-1994' | ''
''137' | '103' | W. Binnemaleane' | 'W. Binnemaleane-1' | 'Lagerwey' | 'LW 18/80' | '80' | '150' | '31' | '18' | 'Waadhoeke' | 'FryslÃ¢n' | '53.234953625' | '5.5873212906' | '02-01-1994' | ''
''137' | '103' | W. Binnemaleane' | 'W. Binnemaleane-2' | 'Lagerwey' | 'LW 18/80' | '80' | '150' | '31' | '18' | 'Waadhoeke' | 'FryslÃ¢n' | '53.234377331' | '5.5880524513' | '02-01-1994' | ''
''137' | '103' | W. Binnemaleane' | 'W. Binnemaleane-3' | 'Lagerwey' | 'LW 18/80' | '80' | '150' | '31' | '18' | 'Waadhoeke' | 'FryslÃ¢n' | '53.233801056' | '5.5887686166' | '02-01-1994' | ''
''140' | '106' | Reigerweg' | 'Reigerweg' | 'Lagerwey' | 'LW 18/80' | '80' | '130' | '34' | '18' | 'Zeewolde' | 'Flevoland' | '52.41509509' | '5.4081789696' | '02-02-1994' | ''
''140' | '106' | Reigerweg' | 'Reigerweg' | 'Lagerwey' | 'LW 18/80' | '80' | '130' | '34' | '18' | 'Zeewolde' | 'Flevoland' | '52.413800599' | '5.409765718' | '02-02-1994' | ''
''142' | '108' | Anna Paulowna' | 'Anna Paulowna' | 'Lagerwey' | 'LW 18/80' | '80' | '170' | '40' | '18' | 'Hollands Kroon' | 'Noord-Holland' | '52.872137375' | '4.777357349' | '02-04-1994' | ''
''143' | '109' | het Bildt' | 'het Bildt' | 'Lagerwey' | 'LW 18/80' | '80' | '140' | '31' | '18' | 'Waadhoeke' | 'FryslÃ¢n' | '53.253459' | '5.712513' | '02-04-1994' | ''
''144' | '115' | Ferwerderadiel' | 'Ferwerderadiel' | 'Lagerwey' | 'LW 18/80' | '80' | '150' | '31' | '18' | 'Noardeast-FryslÃ¢n' | 'FryslÃ¢n' | '53.333672' | '5.781418' | '02-05-1994' | ''
''145' | '116' | Franekeradeel' | 'Franekeradeel' | 'Lagerwey' | 'LW 18/80' | '80' | '140' | '31' | '18' | 'Waadhoeke' | 'FryslÃ¢n' | '53.149895' | '5.531251' | '02-05-1994' | ''
''146' | '117' | Langelaan' | 'Langelaan' | 'Lagerwey' | 'LW 18/80' | '80' | '180' | '40' | '18' | 'Den Helder' | 'Noord-Holland' | '52.941295203' | '4.7820283517' | '02-07-1994' | ''
''146' | '117' | Langelaan' | 'Langelaan' | 'Lagerwey' | 'LW 18/80' | '80' | '180' | '40' | '18' | 'Den Helder' | 'Noord-Holland' | '52.942390954' | '4.7819090128' | '02-07-1994' | ''
''146' | '701' | Langelaan' | 'Langelaan 3' | 'Bonus' | 'B44/600' | '600' | '1400' | '45' | '44' | 'Den Helder' | 'Noord-Holland' | '52.946536218' | '4.789543129' | '02-01-1998' | ''
''146' | '701' | Langelaan' | 'Langelaan 4' | 'Bonus' | 'B44/600' | '600' | '1400' | '45' | '44' | 'Den Helder' | 'Noord-Holland' | '52.945704005' | '4.7884536232' | '02-01-1998' | ''
''146' | '974' | Langelaan' | 'Helsdeur 1' | 'Enercon' | 'E-44 / 900' | '900' | '1800' | '44' | '44' | 'Den Helder' | 'Noord-Holland' | '52.946536' | '4.789543' | '01-12-2018' | ''
''148' | '119' | Littenseradiel' | 'Littenseradiel' | 'Lagerwey' | 'LW 18/80' | '80' | '140' | '31' | '18' | 'Leeuwarden' | 'FryslÃ¢n' | '53.145621' | '5.666792' | '02-07-1994' | ''
''149' | '120' | Zuidwest Friesland' | 'Zuidwest Friesland' | 'Lagerwey' | 'LW 18/80' | '80' | '140' | '31' | '18' | 'SÃºdwest-FryslÃ¢n' | 'FryslÃ¢n' | '53.055358857' | '5.5116226646' | '02-07-1994' | ''
''150' | '121' | Riedsterwei 3' | 'Riedsterwei 3' | 'Micon' | 'M 700' | '225' | '420' | '30' | '30' | 'Waadhoeke' | 'FryslÃ¢n' | '53.213107805' | '5.5937764336' | '29-07-1994' | ''
''151' | '122' | Menameradiel' | 'Menameradiel' | 'Lagerwey' | 'LW 18/80' | '80' | '140' | '31' | '18' | 'Waadhoeke' | 'FryslÃ¢n' | '53.191451' | '5.705284' | '02-08-1994' | ''
''152' | '123' | Windwijzer' | 'Windwijzer' | 'Lagerwey' | 'LW 18/80' | '80' | '140' | '31' | '18' | 'Medemblik' | 'Noord-Holland' | '52.734697291' | '5.1901183813' | '02-09-1994' | ''
''153' | '124' | Littenseradiel' | 'Littenseradiel' | 'Lagerwey' | 'LW 18/80' | '80' | '140' | '34' | '18' | 'Leeuwarden' | 'FryslÃ¢n' | '53.150675' | '5.704671' | '02-10-1994' | ''
''154' | '125' | Zaanse E.K.' | 'Zaanse E.K.' | 'Lagerwey' | 'LW 18/80' | '80' | '140' | '31' | '18' | 'Zaanstad' | 'Noord-Holland' | '52.491187772' | '4.7363433173' | '02-10-1994' | ''
''155' | '126' | Dorpsmolen. Reduzum' | 'Dorpsmolen. Reduzum' | 'Micon' | 'M 700' | '225' | '390' | '30' | '30' | 'Leeuwarden' | 'FryslÃ¢n' | '53.108776229' | '5.7825525925' | '20-10-1994' | ''
''156' | '127' | Dongeradeel' | 'Dongeradeel' | 'Lagerwey' | 'LW 18/80' | '80' | '150' | '31' | '18' | 'Noardeast-FryslÃ¢n' | 'FryslÃ¢n' | '53.386051' | '6.009951' | '02-11-1994' | ''
''157' | '128' | Littenseradiel' | 'Littenseradiel' | 'Lagerwey' | 'LW 18/80' | '80' | '140' | '31' | '18' | 'SÃºdwest-FryslÃ¢n' | 'FryslÃ¢n' | '53.112949' | '5.695807' | '02-11-1994' | ''
''158' | '129' | Littenseradiel' | 'Littenseradiel' | 'Lagerwey' | 'LW 18/80' | '80' | '140' | '31' | '18' | 'Leeuwarden' | 'FryslÃ¢n' | '53.167577' | '5.730873' | '02-11-1994' | ''
''159' | '130' | Zuidwest Friesland' | 'Zuidwest Friesland' | 'Lagerwey' | 'LW 18/80' | '80' | '140' | '34' | '18' | 'SÃºdwest-FryslÃ¢n' | 'FryslÃ¢n' | '53.047360856' | '5.5494604016' | '02-11-1994' | ''
''160' | '131' | Lisdoddeweg 33' | 'Lisdoddeweg 33' | 'Micon' | 'M 700' | '225' | '410' | '40' | '30' | 'Lelystad' | 'Flevoland' | '52.490299689' | '5.5957749175' | '02-11-1994' | ''
''161' | '983' | Boerensluisweg 5' | 'Boerensluisweg 5 opschaling' | 'Enercon' | 'E-44 / 900' | '900' | '1500' | '45' | '44' | 'Hollands Kroon' | 'Noord-Holland' | '52.778366' | '4.904116' | '01-07-2018' | ''
''162' | '133' | Boarnsterhim' | 'Boarnsterhim' | 'Lagerwey' | 'LW 18/80' | '80' | '130' | '34' | '18' | 'Leeuwarden' | 'FryslÃ¢n' | '53.091612436' | '5.819131516' | '02-12-1994' | ''
''164' | '137' | Dongeradeel' | 'Dongeradeel' | 'Lagerwey' | 'LW 18/80' | '80' | '150' | '31' | '18' | 'Noardeast-FryslÃ¢n' | 'FryslÃ¢n' | '53.361211' | '5.956554' | '02-01-1995' | ''
''165' | '138' | Menameradiel' | 'Menameradiel' | 'Lagerwey' | 'LW 18/80' | '80' | '140' | '31' | '18' | 'Waadhoeke' | 'FryslÃ¢n' | '53.183187' | '5.635861' | '02-01-1995' | ''
''166' | '141' | Drietorensweg 6-1' | 'Drietorensweg 6-1' | 'Vestas' | 'V29 225kW' | '225' | '390' | '31' | '29' | 'Noordoostpolder' | 'Flevoland' | '52.669197852' | '5.8017564843' | '26-01-1995' | ''
''167' | '142' | Drietorensweg 6-2' | 'Drietorensweg 6-2' | 'Vestas' | 'V29 225kW' | '225' | '390' | '31' | '29' | 'Noordoostpolder' | 'Flevoland' | '52.66586157' | '5.8049179659' | '26-01-1995' | ''
''170' | '145' | Miedweg 10' | 'Miedweg 10' | 'Micon' | 'M 1500' | '600' | '900' | '30' | '43' | 'Noardeast-FryslÃ¢n' | 'FryslÃ¢n' | '53.31536231' | '5.8046874787' | '08-02-1995' | ''
''171' | '146' | Greane Leane 2b' | 'Greane Leane 2b' | 'Micon' | 'M 700' | '225' | '400' | '30' | '30' | 'Tytsjerksteradiel' | 'FryslÃ¢n' | '53.250518403' | '5.8524519162' | '23-03-1995' | ''
''172' | '148' | Headijk' | 'Headijk' | 'Micon' | 'M 700' | '225' | '400' | '30' | '30' | 'Waadhoeke' | 'FryslÃ¢n' | '53.181478527' | '5.6609806114' | '29-04-1995' | ''
''173' | '149' | Dronten' | 'Dronten' | 'Lagerwey' | 'LW 18/80' | '80' | '140' | '40' | '18' | 'Dronten' | 'Flevoland' | '52.54658' | '5.604577' | '02-05-1995' | ''
''174' | '150' | Dronten' | 'Dronten' | 'Lagerwey' | 'LW 18/80' | '80' | '140' | '40' | '18' | 'Dronten' | 'Flevoland' | '52.544703' | '5.65261' | '02-05-1995' | ''
''175' | '151' | Franekeradeel' | 'Franekeradeel' | 'Lagerwey' | 'LW 18/80' | '80' | '150' | '31' | '18' | 'Waadhoeke' | 'FryslÃ¢n' | '53.218796' | '5.524474' | '02-05-1995' | ''
''176' | '152' | Lelystad' | 'Lelystad' | 'Lagerwey' | 'LW 18/80' | '80' | '150' | '40' | '18' | 'Lelystad' | 'Flevoland' | '52.541161' | '5.510787' | '02-05-1995' | ''
''178' | '154' | Zonzeel' | 'Zonzeel-1' | 'Lagerwey' | 'LW 18/80' | '80' | '140' | '34' | '18' | 'Drimmelen' | 'Noord-Brabant' | '51.658894664' | '4.6973794499' | '02-05-1995' | ''
''178' | '154' | Zonzeel' | 'Zonzeel-2' | 'Lagerwey' | 'LW 18/80' | '80' | '140' | '34' | '18' | 'Drimmelen' | 'Noord-Brabant' | '51.659546272' | '4.696603526' | '02-05-1995' | ''
''180' | '157' | Zuidermeerweg 39' | 'Zuidermeerweg 39' | 'Nordtank' | 'NTK500' | '500' | '800' | '42' | '37' | 'Noordoostpolder' | 'Flevoland' | '52.632552013' | '5.6489304058' | '20-05-1995' | ''
''181' | '158' | Duikerweg' | 'Duikerweg' | 'Lagerwey' | 'LW 18/80' | '80' | '140' | '40' | '18' | 'Zeewolde' | 'Flevoland' | '52.372498805' | '5.4256474755' | '02-06-1995' | ''
''182' | '159' | Franekeradeel' | 'Franekeradeel' | 'Lagerwey' | 'LW 18/80' | '80' | '140' | '34' | '18' | 'Waadhoeke' | 'FryslÃ¢n' | '53.157102' | '5.581849' | '02-06-1995' | ''
''183' | '160' | Leeuwarderadeel' | 'Leeuwarderadeel' | 'Lagerwey' | 'LW 18/80' | '80' | '140' | '31' | '18' | 'Leeuwarden' | 'FryslÃ¢n' | '53.26553' | '5.814681' | '02-06-1995' | ''
''184' | '161' | Zuidwest Friesland' | 'Zuidwest Friesland' | 'Lagerwey' | 'LW 18/80' | '80' | '140' | '31' | '18' | 'SÃºdwest-FryslÃ¢n' | 'FryslÃ¢n' | '52.992237144' | '5.5641474599' | '02-06-1995' | ''
''189' | '167' | Dongeradeel' | 'Dongeradeel' | 'Lagerwey' | 'LW 18/80' | '80' | '140' | '31' | '18' | 'Noardeast-FryslÃ¢n' | 'FryslÃ¢n' | '53.32987' | '5.958406' | '02-07-1995' | ''
''190' | '168' | Noordoostpolder' | 'Noordoostpolder' | 'Lagerwey' | 'LW 18/80' | '80' | '130' | '31' | '18' | 'Noordoostpolder' | 'Flevoland' | '52.724298' | '5.605176' | '02-08-1995' | ''
''191' | '169' | Anna Paulowna' | 'Anna Paulowna' | 'Lagerwey' | 'LW 18/80' | '80' | '150' | '31' | '18' | 'Hollands Kroon' | 'Noord-Holland' | '52.883292597' | '4.8371155203' | '02-09-1995' | ''
''192' | '170' | Meeldijk' | 'Meeldijk' | 'Lagerwey' | 'LW 18/80' | '80' | '140' | '31' | '18' | 'Schouwen-Duiveland' | 'Zeeland' | '51.678978565' | '3.7471441465' | '02-09-1995' | ''
''193' | '171' | Noordoostpolder' | 'Noordoostpolder' | 'Lagerwey' | 'LW 18/80' | '80' | '150' | '40' | '18' | 'Noordoostpolder' | 'Flevoland' | '52.636076' | '5.648626' | '02-09-1995' | ''
''194' | '172' | Dronten' | 'Dronten' | 'Lagerwey' | 'LW 18/80' | '80' | '140' | '40' | '18' | 'Dronten' | 'Flevoland' | '52.463492' | '5.672678' | '02-10-1995' | ''
''195' | '173' | Dronten' | 'Dronten' | 'Lagerwey' | 'LW 18/80' | '80' | '140' | '40' | '18' | 'Dronten' | 'Flevoland' | '52.566359' | '5.68799' | '02-10-1995' | ''
''196' | '174' | Poelweg 12' | 'Poelweg 12' | 'Micon' | 'M 1500' | '600' | '900' | '30' | '43' | 'Medemblik' | 'Noord-Holland' | '52.740163747' | '5.0807135183' | '06-10-1995' | ''
''197' | '175' | Westerkerkweg 58' | 'Westerkerkweg 58' | 'Vestas' | 'V29 225kW' | '225' | '410' | '31' | '29' | 'Drechterland' | 'Noord-Holland' | '52.667957384' | '5.1937140041' | '13-10-1995' | ''
''198' | '177' | Noordoostpolder' | 'Noordoostpolder' | 'Lagerwey' | 'LW 18/80' | '80' | '150' | '40' | '18' | 'Noordoostpolder' | 'Flevoland' | '52.777847' | '5.744498' | '02-11-1995' | ''
''199' | '971' | Gerrit de Vriesweg 17' | 'Gerrit de Vriesweg 17 opschaling' | 'Enercon' | 'E-44 / 900' | '900' | '1300' | '41' | '44' | 'Medemblik' | 'Noord-Holland' | '52.728515' | '5.201737' | '01-03-2018' | ''
''200' | '978' | Gerrit de Vriesweg 16' | 'Gerrit de Vriesweg 16 opschaling' | 'Enercon' | 'E-44 / 900' | '900' | '1300' | '44' | '44' | 'Medemblik' | 'Noord-Holland' | '52.732895' | '5.209757' | '01-12-2017' | ''
''201' | '180' | Havenweg 20' | 'Havenweg 20' | 'Vestas' | 'V42 600kW' | '600' | '1000' | '53' | '42' | 'Noordoostpolder' | 'Flevoland' | '52.615629144' | '5.7301863146' | '17-11-1995' | ''
''203' | '183' | Franekeradeel' | 'Franekeradeel' | 'Lagerwey' | 'LW 18/80' | '80' | '170' | '40' | '18' | 'Waadhoeke' | 'FryslÃ¢n' | '53.24044' | '5.56076' | '02-12-1995' | ''
''205' | '185' | Noordoostpolder' | 'Noordoostpolder' | 'Lagerwey' | 'LW 18/80' | '80' | '140' | '40' | '18' | 'Noordoostpolder' | 'Flevoland' | '52.724598' | '5.936031' | '02-12-1995' | ''
''206' | '186' | Noordoostpolder' | 'Noordoostpolder' | 'Lagerwey' | 'LW 30/250' | '250' | '390' | '40' | '30' | 'Noordoostpolder' | 'Flevoland' | '52.747251' | '5.754911' | '02-12-1995' | ''
''207' | '189' | Hitzum' | 'Hitzum' | 'Micon' | 'M 700' | '225' | '420' | '30' | '30' | 'Waadhoeke' | 'FryslÃ¢n' | '53.162234222' | '5.5052019484' | '02-01-1995' | ''
''208' | '190' | Wirdsterterp' | 'Wirdsterterp' | 'Micon' | 'M 700' | '225' | '410' | '30' | '30' | 'Noardeast-FryslÃ¢n' | 'FryslÃ¢n' | '53.300232957' | '5.8389040552' | '02-01-1995' | ''
''209' | '191' | Zuidermeerweg' | 'Zuidermeerweg' | 'Bonus' | 'B41/600' | '600' | '900' | '50' | '41' | 'Noordoostpolder' | 'Flevoland' | '52.639343815' | '5.6417762907' | '02-01-1998' | ''
''210' | '192' | Dronten' | 'Dronten' | 'Lagerwey' | 'LW 18/80' | '80' | '140' | '40' | '18' | 'Dronten' | 'Flevoland' | '52.59381' | '5.617679' | '02-01-1996' | ''
''211' | '193' | Ferwerderadiel' | 'Ferwerderadiel' | 'Lagerwey' | 'LW 18/80' | '80' | '170' | '40' | '18' | 'Noardeast-FryslÃ¢n' | 'FryslÃ¢n' | '53.331434' | '5.837865' | '02-01-1996' | ''
''212' | '194' | Littenseradiel' | 'Littenseradiel' | 'Lagerwey' | 'LW 18/80' | '80' | '140' | '31' | '18' | 'SÃºdwest-FryslÃ¢n' | 'FryslÃ¢n' | '53.109462' | '5.615936' | '02-03-1996' | ''
''213' | '195' | Schagen' | 'Schagen' | 'Lagerwey' | 'LW 18/80' | '80' | '170' | '40' | '18' | 'Schagen' | 'Noord-Holland' | '52.733798' | '4.692803' | '02-03-1996' | ''
''214' | '197' | Littenseradiel' | 'Littenseradiel' | 'Lagerwey' | 'LW 18/80' | '80' | '140' | '31' | '18' | 'SÃºdwest-FryslÃ¢n' | 'FryslÃ¢n' | '53.086977' | '5.671712' | '02-04-1996' | ''
''215' | '198' | Menameradiel' | 'Menameradiel' | 'Lagerwey' | 'LW 18/80' | '80' | '140' | '31' | '18' | 'Waadhoeke' | 'FryslÃ¢n' | '53.18728' | '5.734919' | '02-04-1996' | ''
''216' | '199' | Menameradiel' | 'Menameradiel' | 'Lagerwey' | 'LW 18/80' | '80' | '140' | '31' | '18' | 'Waadhoeke' | 'FryslÃ¢n' | '53.187258' | '5.736251' | '02-04-1996' | ''
''217' | '201' | Niedorp' | 'Niedorp' | 'Lagerwey' | 'LW 18/80' | '80' | '160' | '40' | '18' | 'Hollands Kroon' | 'Noord-Holland' | '52.747624' | '4.862232' | '02-05-1996' | ''
''218' | '202' | Van Ewijcksvaart 08' | 'Van Ewijcksvaart 08' | 'Vestas' | 'V29 225kW' | '225' | '510' | '40' | '29' | 'Hollands Kroon' | 'Noord-Holland' | '52.880111957' | '4.8632257081' | '04-05-1996' | ''
''221' | '205' | Lelystad' | 'Lelystad' | 'Lagerwey' | 'LW 18/80' | '80' | '140' | '40' | '18' | 'Lelystad' | 'Flevoland' | '52.501593' | '5.582044' | '02-06-1996' | ''
''222' | '206' | Schagen' | 'Schagen' | 'Lagerwey' | 'LW 18/80' | '80' | '150' | '31' | '18' | 'Schagen' | 'Noord-Holland' | '52.82856' | '4.738082' | '02-06-1996' | ''
''223' | '207' | Rendierweg 47' | 'Rendierweg 47' | 'Vestas' | 'V44-600 kW' | '600' | '1000' | '53' | '44' | 'Dronten' | 'Flevoland' | '52.542710925' | '5.670758795' | '08-06-1996' | ''
''224' | '208' | Zeeasterweg 16' | 'Zeeasterweg 16' | 'Vestas' | 'V44-600 kW' | '600' | '1200' | '55' | '44' | 'Lelystad' | 'Flevoland' | '52.503190134' | '5.578251064' | '08-06-1996' | ''
''225' | '209' | Hearewei 12' | 'Hearewei 12' | 'Micon' | 'M 700' | '225' | '410' | '30' | '30' | 'Leeuwarden' | 'FryslÃ¢n' | '53.288358069' | '5.7473700792' | '22-06-1996' | ''
''226' | '211' | Waardpolderhoofdweg' | 'Waardpolderhoofdweg' | 'Micon' | 'M 1500' | '600' | '1200' | '45' | '43' | 'Hollands Kroon' | 'Noord-Holland' | '52.823860948' | '4.8962558547' | '01-07-1996' | ''
''227' | '212' | Dantumadiel' | 'Dantumadiel' | 'Lagerwey' | 'LW 15/75' | '75' | '150' | '25' | '16' | 'Dantumadiel' | 'FryslÃ¢n' | '53.296205924' | '5.9203900266' | '02-07-1996' | ''
''228' | '215' | Ottemalaan 1' | 'Ottemalaan 1' | 'Vestas' | 'V44-600 kW' | '600' | '1200' | '40' | '44' | 'Waadhoeke' | 'FryslÃ¢n' | '53.228677053' | '5.4920864988' | '12-09-1996' | ''
''229' | '216' | Dorpsmolen Skuzum' | 'Dorpsmolen Skuzum' | 'Micon' | 'M 700' | '225' | '410' | '30' | '30' | 'SÃºdwest-FryslÃ¢n' | 'FryslÃ¢n' | '53.044005809' | '5.4237823095' | '19-09-1996' | ''
''230' | '217' | Meerswal 09' | 'Meerswal 09' | 'Micon' | 'M 700' | '225' | '410' | '30' | '30' | 'SÃºdwest-FryslÃ¢n' | 'FryslÃ¢n' | '53.055481461' | '5.4451792803' | '19-09-1996' | ''
''231' | '218' | IJzerpad 16' | 'IJzerpad 16' | 'Vestas' | 'V44-600 kW' | '600' | '1200' | '55' | '44' | 'Noordoostpolder' | 'Flevoland' | '52.804242535' | '5.6547910802' | '21-09-1996' | ''
''232' | '219' | Lisdoddeweg 42' | 'Lisdoddeweg 42' | 'Vestas' | 'V44-600 kW' | '600' | '1100' | '55' | '44' | 'Lelystad' | 'Flevoland' | '52.486324014' | '5.5762936715' | '28-09-1996' | ''
''233' | '220' | Westerringweg 16' | 'Westerringweg 16' | 'Vestas' | 'V44-600 kW' | '600' | '1200' | '55' | '44' | 'Noordoostpolder' | 'Flevoland' | '52.743948187' | '5.6476554481' | '28-09-1996' | ''
''234' | '221' | Zuidwesterringweg' | 'Zuidwesterringweg' | 'Nordtank' | 'NTK500' | '500' | '900' | '50' | '37' | 'Noordoostpolder' | 'Flevoland' | '52.66062331' | '5.705883751' | '02-10-1996' | ''
''235' | '222' | Hemmensewei 1B' | 'Hemmensewei 1B' | 'Micon' | 'M 700' | '225' | '420' | '30' | '30' | 'SÃºdwest-FryslÃ¢n' | 'FryslÃ¢n' | '53.058087203' | '5.4227650612' | '08-10-1996' | ''
''236' | '223' | Zuigerplasdreef 2' | 'Zuigerplasdreef 2' | 'Vestas' | 'V44-600 kW' | '600' | '1200' | '55' | '44' | 'Lelystad' | 'Flevoland' | '52.54831077' | '5.4865556582' | '12-10-1996' | ''
''237' | '227' | Havenweg 03' | 'Havenweg 03' | 'Vestas' | 'V44-600 kW' | '600' | '1100' | '55' | '44' | 'Noordoostpolder' | 'Flevoland' | '52.634382421' | '5.7249113901' | '16-11-1996' | ''
''238' | '228' | Ossenkampweg 05' | 'Ossenkampweg 05' | 'Nordtank' | 'NTK500' | '500' | '760' | '42' | '37' | 'Zeewolde' | 'Flevoland' | '52.363699647' | '5.5516489122' | '15-12-1996' | ''
''239' | '962' | Leane 4' | 'Leane 4 opschaling' | 'EWT' | 'DW 52 900 kW' | '900' | '1700' | '40' | '52' | 'Waadhoeke' | 'FryslÃ¢n' | '53.19152' | '5.512374' | '02-09-2017' | ''
''240' | '230' | Noordermeerweg 5' | 'Noordermeerweg 5' | 'Vestas' | 'V44-600 kW' | '600' | '1200' | '55' | '44' | 'Noordoostpolder' | 'Flevoland' | '52.764912147' | '5.6088301673' | '23-05-1997' | ''
''241' | '231' | Den Oever' | 'Den Oever' | 'Vestas' | 'V44-600 kW' | '600' | '1300' | '50' | '44' | 'Hollands Kroon' | 'Noord-Holland' | '52.935716381' | '5.0424989712' | '26-07-1997' | ''
''242' | '233' | Kapelle-Schore' | 'Kapelle-Schore' | 'Vestas' | 'V27 225kW' | '225' | '350' | '31' | '27' | 'Kapelle' | 'Zeeland' | '51.453800779' | '3.9902056257' | '27-08-1997' | ''
''242' | '233' | Kapelle-Schore' | 'Kapelle-Schore' | 'Vestas' | 'V27 225kW' | '225' | '350' | '31' | '27' | 'Kapelle' | 'Zeeland' | '51.454558666' | '3.9874340641' | '27-08-1997' | ''
''244' | '235' | Prof. Brandsmaweg 12' | 'Prof. Brandsmaweg 12' | 'Vestas' | 'V29 225kW' | '225' | '430' | '40' | '29' | 'Noordoostpolder' | 'Flevoland' | '52.63031417' | '5.6974814315' | '29-11-1997' | ''
''245' | '236' | Swifteringweg 11' | 'Swifteringweg 11' | 'Nordtank' | 'NTK600' | '600' | '1000' | '50' | '43' | 'Lelystad' | 'Flevoland' | '52.558864873' | '5.5846268396' | '29-11-1997' | ''
''246' | '240' | Fri-Energy B.V.' | 'Fri-Energy B.V.' | 'Neg Micon' | 'NM43/ 600' | '600' | '1200' | '46' | '43' | 'Waadhoeke' | 'FryslÃ¢n' | '53.182262833' | '5.5144408885' | '25-02-1998' | ''
''247' | '242' | Zeeasterweg 23' | 'Zeeasterweg 23' | 'Vestas' | 'V47-660 kW' | '660' | '1400' | '55' | '47' | 'Lelystad' | 'Flevoland' | '52.497902329' | '5.5629280293' | '05-03-1998' | ''
''251' | '253' | Runderweg' | 'Runderweg 03-1' | 'Neg Micon' | 'NM48/ 600' | '600' | '1300' | '45' | '48' | 'Lelystad' | 'Flevoland' | '52.519576297' | '5.565239062' | '11-07-1998' | ''
''251' | '523' | Runderweg' | 'Runderweg 03-2' | 'Neg Micon' | 'NM54/1000' | '1000' | '1900' | '70' | '55' | 'Lelystad' | 'Flevoland' | '52.513315628' | '5.5688670794' | '02-02-2005' | ''
''251' | '523' | Runderweg' | 'Runderweg 03-3' | 'Neg Micon' | 'NM54/1000' | '1000' | '1900' | '70' | '55' | 'Lelystad' | 'Flevoland' | '52.512989856' | '5.5644022845' | '02-02-2005' | ''
''252' | '254' | Lisdoddeweg 52' | 'Lisdoddeweg 52' | 'Vestas' | 'V47-660 kW' | '660' | '1200' | '45' | '47' | 'Lelystad' | 'Flevoland' | '52.480605878' | '5.5600623838' | '25-10-1998' | ''
''253' | '861' | Houwdijk' | 'Houwdijk' | 'Vestas' | 'V29 225kW' | '225' | '510' | '40' | '29' | 'SÃºdwest-FryslÃ¢n' | 'FryslÃ¢n' | '53.093155694' | '5.3860278477' | '08-11-1998' | ''
''254' | '881' | Rijksstraatweg 68' | 'Haskerdijken opgeschaald' | 'Siemens Gamesa' | 'G58-850' | '850' | '1800' | '44' | '58' | 'Heerenveen' | 'FryslÃ¢n' | '53.033352007' | '5.8558795834' | '02-06-2017' | ''
''255' | '247' | Vliegtuigweg 02' | 'Vliegtuigweg 02' | 'Vestas' | 'V47-660 kW' | '660' | '1400' | '55' | '47' | 'Noordoostpolder' | 'Flevoland' | '52.666300535' | '5.7476849297' | '17-12-1998' | ''
''256' | '256' | Klokbekerweg' | 'Klokbekerweg 17' | 'Vestas' | 'V47-660 kW' | '660' | '1400' | '55' | '47' | 'Lelystad' | 'Flevoland' | '52.567063151' | '5.5722744726' | '23-12-1998' | ''
''257' | '259' | Ede' | 'Ede' | 'NoName' | 'NoType' | '0' | '0' | '30' | '0' | 'Ede' | 'Gelderland' | '52.122176' | '5.696309' | '02-01-1999' | ''
''258' | '260' | Nagelerweg 23' | 'Nagelerweg 23' | 'Neg Micon' | 'NM48/ 750' | '750' | '1400' | '55' | '48' | 'Noordoostpolder' | 'Flevoland' | '52.675893548' | '5.755230354' | '31-03-1999' | ''
''259' | '261' | Scharnegoutum' | 'Scharnegoutum' | 'Vestas' | 'V47-660 kW' | '660' | '1400' | '45' | '47' | 'SÃºdwest-FryslÃ¢n' | 'FryslÃ¢n' | '53.070164874' | '5.6516248909' | '24-04-1999' | ''
''260' | '262' | Baardmeesweg 13' | 'Baardmeesweg 13' | 'Vestas' | 'V47-660 kW' | '660' | '1300' | '55' | '47' | 'Zeewolde' | 'Flevoland' | '52.369368101' | '5.5178106589' | '28-04-1999' | ''
''261' | '263' | Baardmeesweg 17' | 'Baardmeesweg 17' | 'Vestas' | 'V47-660 kW' | '660' | '1300' | '55' | '47' | 'Zeewolde' | 'Flevoland' | '52.366200624' | '5.5130736914' | '29-04-1999' | ''
''262' | '264' | Zoekweg' | 'Zoekweg' | 'Lagerwey' | 'LW 50/750' | '750' | '1400' | '50' | '51' | 'Steenbergen' | 'Noord-Brabant' | '51.572023341' | '4.2861811649' | '02-05-1999' | ''
''263' | '266' | Essent' | 'Essent' | 'Lagerwey' | 'LW 50/750' | '750' | '1600' | '75' | '51' | 'Heerlen' | 'Limburg' | '50.847816094' | '5.9969728229' | '02-09-1999' | ''
''264' | '281' | Plavuizenweg 01' | 'Plavuizenweg 01' | 'Neg Micon' | 'NM48/ 600' | '600' | '1400' | '55' | '48' | 'Lelystad' | 'Flevoland' | '52.562246997' | '5.5400313483' | '15-10-1999' | ''
''265' | '290' | WNW-Heerenveen' | 'WNW-Heerenveen' | 'Neg Micon' | 'NM48/ 750' | '750' | '1400' | '60' | '48' | 'Heerenveen' | 'FryslÃ¢n' | '52.972327653' | '5.8951026476' | '06-11-1999' | ''
''266' | '291' | Keteldiep 2' | 'Keteldiep 2' | 'Neg Micon' | 'NM48/ 750' | '750' | '1200' | '60' | '48' | 'Moerdijk' | 'Noord-Brabant' | '51.658756059' | '4.5556878313' | '16-11-1999' | ''
''267' | '292' | Dongjummerweg 5' | 'Dongjummerweg 5' | 'Nordtank' | 'NTK300' | '300' | '480' | '31' | '31' | 'Waadhoeke' | 'FryslÃ¢n' | '53.218483924' | '5.5813765028' | '20-11-1999' | ''
''268' | '293' | Menameradiel' | 'Menameradiel' | 'Lagerwey' | 'LW 18/80' | '80' | '160' | '40' | '18' | 'Waadhoeke' | 'FryslÃ¢n' | '53.200979' | '5.70079' | '02-12-1999' | ''
''269' | '296' | Iendrachtswei 4' | 'Iendrachtswei 4' | 'Neg Micon' | 'NM48/ 600' | '600' | '1400' | '45' | '48' | 'SÃºdwest-FryslÃ¢n' | 'FryslÃ¢n' | '53.002098193' | '5.6377150274' | '29-12-1999' | ''
''270' | '297' | Tollebekerweg' | 'Tollebekerweg' | 'Bonus' | 'B33/300' | '300' | '580' | '40' | '33' | 'Noordoostpolder' | 'Flevoland' | '52.707241936' | '5.6802107732' | '02-01-1996' | ''
''271' | '298' | Ede' | 'Ede' | 'NoName' | 'NoType' | '0' | '0' | '50' | '0' | 'Ede' | 'Gelderland' | '52.132917' | '5.729012' | '02-01-2000' | ''
''272' | '299' | Bath' | 'Bath 1' | 'Vestas' | 'V47-660 kW' | '660' | '1300' | '55' | '47' | 'Reimerswaal' | 'Zeeland' | '51.399512282' | '4.2200148797' | '24-02-2000' | ''
''272' | '299' | Bath' | 'Bath 2' | 'Vestas' | 'V47-660 kW' | '660' | '1300' | '55' | '47' | 'Reimerswaal' | 'Zeeland' | '51.398494388' | '4.2234036978' | '24-02-2000' | ''
''274' | '304' | Zeebiesweg 50' | 'Zeebiesweg 50' | 'Vestas' | 'V47-660 kW' | '660' | '1300' | '55' | '47' | 'Lelystad' | 'Flevoland' | '52.459608025' | '5.5623049014' | '16-05-2000' | ''
''275' | '311' | Sarabos 13' | 'Sarabos 13' | 'Vestas' | 'V47-660 kW' | '660' | '1200' | '40' | '47' | 'Achtkarspelen' | 'FryslÃ¢n' | '53.244177933' | '6.2218940854' | '20-06-2000' | ''
''276' | '312' | Fam. Bronsweg 87' | 'Fam. Bronsweg 87' | 'Vestas' | 'V47-660 kW' | '660' | '1100' | '40' | '47' | 'Delfzijl' | 'Groningen' | '53.269967341' | '6.9341907736' | '05-08-2000' | ''
''277' | '313' | Elandweg 81' | 'Elandweg 81' | 'Neg Micon' | 'NM48/ 750' | '750' | '1500' | '55' | '48' | 'Lelystad' | 'Flevoland' | '52.539569678' | '5.5788951064' | '16-09-2000' | ''
''278' | '314' | Westhavendijk 11' | 'Westhavendijk 11' | 'Vestas' | 'V47-660 kW' | '660' | '1400' | '45' | '47' | 'Goeree-Overflakkee' | 'Zuid-Holland' | '51.769364116' | '4.1793986397' | '10-11-2000' | ''
''279' | '315' | Swifteringweg 15' | 'Swifteringweg 15' | 'Neg Micon' | 'NM48/ 750' | '750' | '1500' | '55' | '48' | 'Lelystad' | 'Flevoland' | '52.556797053' | '5.5796188487' | '07-12-2000' | ''
''280' | '316' | Zuidermiddenweg 13' | 'Zuidermiddenweg 13' | 'Neg Micon' | 'NM48/ 750' | '750' | '1500' | '55' | '48' | 'Noordoostpolder' | 'Flevoland' | '52.699391016' | '5.6597730503' | '07-12-2000' | ''
''281' | '317' | Bijlweg 6' | 'Bijlweg 6' | 'Neg Micon' | 'NM48/ 750' | '750' | '1500' | '55' | '48' | 'Lelystad' | 'Flevoland' | '52.558533861' | '5.5606629717' | '15-12-2000' | ''
''282' | '318' | Suderdijk 03' | 'Suderdijk 03' | 'Vestas' | 'V47-660 kW' | '660' | '1200' | '40' | '47' | 'SÃºdwest-FryslÃ¢n' | 'FryslÃ¢n' | '53.084159063' | '5.6954385079' | '20-12-2000' | ''
''283' | '319' | Westermeerweg 29' | 'Westermeerweg 29' | 'Neg Micon' | 'NM48/ 750' | '750' | '1500' | '55' | '48' | 'Noordoostpolder' | 'Flevoland' | '52.71801616' | '5.6054408257' | '23-12-2000' | ''
''284' | '320' | Zwartemeerweg 64' | 'Zwartemeerweg 64' | 'Vestas' | 'V52-850 kW' | '850' | '1700' | '55' | '52' | 'Noordoostpolder' | 'Flevoland' | '52.652239243' | '5.9671659806' | '30-12-2000' | ''
''285' | '325' | Lage Landen' | 'Lage Landen' | 'Enercon' | 'E-40 / 600' | '600' | '1400' | '65' | '40' | 'Rotterdam' | 'Zuid-Holland' | '51.868873447' | '4.2767047364' | '09-01-2001' | ''
''286' | '335' | Appelvinkweg' | 'Appelvinkweg' | 'Neg Micon' | 'NM55/ 900' | '900' | '1700' | '55' | '55' | 'Zeewolde' | 'Flevoland' | '52.376664929' | '5.4917947235' | '22-03-2001' | ''
''287' | '339' | Oostpolderweg 07' | 'Oostpolderweg 07' | 'Vestas' | 'V47-660 kW' | '660' | '1300' | '40' | '47' | 'Delfzijl' | 'Groningen' | '53.41187278' | '6.8369328687' | '19-06-2001' | ''
''288' | '340' | Oostpolderweg 21' | 'Oostpolderweg 21' | 'Vestas' | 'V47-660 kW' | '660' | '1300' | '40' | '47' | 'Delfzijl' | 'Groningen' | '53.420635531' | '6.8450209158' | '21-06-2001' | ''
''289' | '341' | Grindweg 1a' | 'Grindweg 1a' | 'Neg Micon' | 'NM52/ 900' | '900' | '1600' | '60' | '52' | 'Woensdrecht' | 'Noord-Brabant' | '51.426254594' | '4.2921768628' | '25-12-2001' | ''
''290' | '342' | Klokbekerweg' | 'Klokbekerweg' | 'Enercon' | 'E-40 / 500' | '500' | '1000' | '55' | '40' | 'Lelystad' | 'Flevoland' | '52.567454954' | '5.5688100883' | '02-01-1997' | ''
''292' | '345' | Zuiderweg 4' | 'Zuiderweg 4' | 'Vestas' | 'V52-850 kW' | '850' | '1600' | '40' | '52' | 'Zaanstad' | 'Noord-Holland' | '52.479391501' | '4.7241668453' | '01-02-2002' | ''
''294' | '347' | Middenweg 49-2' | 'Middenweg 49-2' | 'Vestas' | 'V66-1.75 MW' | '1750' | '2500' | '67' | '66' | 'Moerdijk' | 'Noord-Brabant' | '51.69117742' | '4.5837867863' | '15-02-2002' | ''
''295' | '349' | Noordoostpolder' | 'Noordoostpolder' | 'Lagerwey' | 'LW 50/750' | '750' | '1500' | '48' | '51' | 'Noordoostpolder' | 'Flevoland' | '52.77051' | '5.614178' | '02-04-2002' | ''
''296' | '350' | Duikerweg 06' | 'Duikerweg 06' | 'Vestas' | 'V47-660 kW' | '660' | '1100' | '40' | '47' | 'Zeewolde' | 'Flevoland' | '52.367164393' | '5.4093013449' | '26-05-2002' | ''
''297' | '354' | Gooyumerweg 29' | 'Gooyumerweg 29' | 'Neg Micon' | 'NM48/ 600' | '600' | '1500' | '45' | '48' | 'SÃºdwest-FryslÃ¢n' | 'FryslÃ¢n' | '53.103048334' | '5.4010778211' | '10-07-2002' | ''
''298' | '356' | Ossenkampweg 17' | 'Ossenkampweg 17' | 'Vestas' | 'V52-850 kW' | '850' | '1600' | '55' | '52' | 'Zeewolde' | 'Flevoland' | '52.356551897' | '5.5402022141' | '14-08-2002' | ''
''299' | '358' | Mousamabuorren 02' | 'Mousamabuorren 02' | 'Neg Micon' | 'NM48/ 600' | '600' | '1400' | '45' | '48' | 'SÃºdwest-FryslÃ¢n' | 'FryslÃ¢n' | '53.111913946' | '5.6431879977' | '24-08-2002' | ''
''300' | '359' | Ossenkampweg 02' | 'Ossenkampweg 02' | 'Neg Micon' | 'NM52/ 900' | '900' | '1600' | '55' | '52' | 'Zeewolde' | 'Flevoland' | '52.370756982' | '5.5501480149' | '24-08-2002' | ''
''301' | '360' | Ossenkampweg 13' | 'Ossenkampweg 13' | 'Neg Micon' | 'NM52/ 900' | '900' | '1600' | '55' | '52' | 'Zeewolde' | 'Flevoland' | '52.360200448' | '5.5405230937' | '24-08-2002' | ''
''302' | '361' | Ossenkampweg 16' | 'Ossenkampweg 16' | 'Neg Micon' | 'NM52/ 900' | '900' | '1600' | '55' | '52' | 'Zeewolde' | 'Flevoland' | '52.362072596' | '5.5312073188' | '24-08-2002' | ''
''303' | '362' | Ossenkampweg 09' | 'Ossenkampweg 09' | 'Vestas' | 'V52-850 kW' | '850' | '1600' | '55' | '52' | 'Zeewolde' | 'Flevoland' | '52.363546228' | '5.5455262804' | '06-09-2002' | ''
''304' | '366' | Middenweg 49-1' | 'Middenweg 49-1' | 'Vestas' | 'V66-1.75 MW' | '1750' | '2500' | '67' | '66' | 'Moerdijk' | 'Noord-Brabant' | '51.691832492' | '4.5875645304' | '08-10-2002' | ''
''305' | '367' | Tureluurweg' | 'Tureluurweg 05' | 'Vestas' | 'V52-850 kW' | '850' | '1800' | '70' | '52' | 'Zeewolde' | 'Flevoland' | '52.319639965' | '5.3854148577' | '11-10-2002' | ''
''305' | '367' | Tureluurweg' | 'Tureluurweg 01' | 'Vestas' | 'V52-850 kW' | '850' | '1800' | '70' | '52' | 'Zeewolde' | 'Flevoland' | '52.324313235' | '5.3957557724' | '11-10-2002' | ''
''307' | '370' | Het Nieuwland 2' | 'Het Nieuwland 2' | 'Vestas' | 'V29 225kW' | '225' | '540' | '40' | '29' | 'Den Helder' | 'Noord-Holland' | '52.948243216' | '4.7545413512' | '19-10-2002' | ''
''308' | '371' | Espelerringweg 9' | 'Espelerringweg 9' | 'Vestas' | 'V47-660 kW' | '660' | '1400' | '55' | '47' | 'Noordoostpolder' | 'Flevoland' | '52.704309032' | '5.6467543626' | '22-10-2002' | ''
''309' | '373' | Wieringermeer' | 'Wieringermeer' | 'Lagerwey' | 'LW 50/750' | '750' | '1700' | '50' | '51' | 'Hollands Kroon' | 'Noord-Holland' | '52.807978' | '5.094847' | '02-12-2002' | ''
''310' | '376' | Kloosterweg 09' | 'Kloosterweg 09' | 'Vestas' | 'V52-850 kW' | '850' | '1600' | '40' | '52' | 'SÃºdwest-FryslÃ¢n' | 'FryslÃ¢n' | '53.07998568' | '5.5582973803' | '25-12-2002' | ''
''311' | '377' | Sieswerd 13' | 'Sieswerd 13' | 'Vestas' | 'V52-850 kW' | '850' | '1600' | '40' | '52' | 'SÃºdwest-FryslÃ¢n' | 'FryslÃ¢n' | '53.088613673' | '5.5219870565' | '28-12-2002' | ''
''312' | '981' | Heidenskipsterdijk 06' | 'Heidenskipsterdijk 06 opschaling' | 'EWT' | 'DW 54 900 kW' | '900' | '1800' | '40' | '54' | 'SÃºdwest-FryslÃ¢n' | 'FryslÃ¢n' | '52.96875' | '5.470933' | '01-08-2018' | ''
''313' | '383' | Adelaarsweg' | 'Adelaarsweg 1' | 'Neg Micon' | 'NM54/ 950' | '950' | '1900' | '70' | '55' | 'Zeewolde' | 'Flevoland' | '52.326429339' | '5.422453597' | '18-01-2003' | ''
''313' | '383' | Adelaarsweg' | 'Adelaarsweg 3' | 'Neg Micon' | 'NM54/ 950' | '950' | '1900' | '70' | '55' | 'Zeewolde' | 'Flevoland' | '52.324103165' | '5.416525814' | '18-01-2003' | ''
''315' | '385' | Zuiderdijkweg 11' | 'Zuiderdijkweg 11' | 'Vestas' | 'V52-850 kW' | '850' | '1800' | '49' | '52' | 'Hollands Kroon' | 'Noord-Holland' | '52.810560295' | '5.1037873689' | '24-01-2003' | ''
''316' | '386' | Hayumerleane 3' | 'Hayumerleane 3' | 'Vestas' | 'V52-850 kW' | '850' | '1700' | '40' | '52' | 'SÃºdwest-FryslÃ¢n' | 'FryslÃ¢n' | '53.139349612' | '5.5120134591' | '14-02-2003' | ''
''317' | '389' | Slinkewei 15' | 'Slinkewei 15' | 'Vestas' | 'V52-850 kW' | '850' | '1700' | '40' | '52' | 'SÃºdwest-FryslÃ¢n' | 'FryslÃ¢n' | '52.976304161' | '5.4243504484' | '21-02-2003' | ''
''318' | '393' | Monnikeweg 2' | 'Monnikeweg 2' | 'Vestas' | 'V52-850 kW' | '850' | '1700' | '40' | '52' | 'SÃºdwest-FryslÃ¢n' | 'FryslÃ¢n' | '53.139749072' | '5.477465442' | '05-03-2003' | ''
''319' | '396' | Ferwouderpad 2A' | 'Ferwouderpad 2A' | 'Neg Micon' | 'NM48/ 600' | '600' | '1500' | '45' | '48' | 'SÃºdwest-FryslÃ¢n' | 'FryslÃ¢n' | '53.018640716' | '5.4717893204' | '04-04-2003' | ''
''320' | '398' | Ossenkampweg 12' | 'Ossenkampweg 12' | 'Neg Micon' | 'NM54/ 950' | '950' | '1700' | '55' | '55' | 'Zeewolde' | 'Flevoland' | '52.362280308' | '5.5376234955' | '18-04-2003' | ''
''321' | '400' | Dijksterbuurtlaan 1' | 'Dijksterbuurtlaan 1' | 'Vestas' | 'V52-850 kW' | '850' | '1700' | '40' | '52' | 'SÃºdwest-FryslÃ¢n' | 'FryslÃ¢n' | '53.135451905' | '5.4337961761' | '15-05-2003' | ''
''322' | '402' | Wagenpad 15' | 'Wagenpad 15' | 'Vestas' | 'V52-850 kW' | '850' | '1800' | '49' | '52' | 'Hollands Kroon' | 'Noord-Holland' | '52.782894252' | '5.0597682449' | '13-06-2003' | ''
''323' | '405' | Schagen' | 'Schagen' | 'Lagerwey' | 'LW 18/80' | '80' | '150' | '31' | '18' | 'Schagen' | 'Noord-Holland' | '52.770295' | '4.722957' | '02-08-2003' | ''
''324' | '407' | Nieuw Almersdorperweg 05' | 'Nieuw Almersdorperweg 05' | 'Vestas' | 'V52-850 kW' | '850' | '1800' | '49' | '52' | 'Hollands Kroon' | 'Noord-Holland' | '52.774565751' | '5.003296642' | '03-09-2003' | ''
''325' | '411' | Molenweg 1' | 'Molenweg 1' | 'Vestas' | 'V52-850 kW' | '850' | '1900' | '49' | '52' | 'Hollands Kroon' | 'Noord-Holland' | '52.81327782' | '4.9677461719' | '18-09-2003' | ''
''326' | '414' | Klein Huisterweg 1' | 'Klein Huisterweg 1' | 'Vestas' | 'V52-850 kW' | '850' | '1700' | '40' | '52' | 'SÃºdwest-FryslÃ¢n' | 'FryslÃ¢n' | '53.117287032' | '5.4205884023' | '27-09-2003' | ''
''327' | '417' | Duikerweg 38' | 'Duikerweg 38' | 'Vestas' | 'V52-850 kW' | '850' | '1700' | '55' | '52' | 'Zeewolde' | 'Flevoland' | '52.345548513' | '5.4128419052' | '30-09-2003' | ''
''328' | '420' | Zeeasterweg 14' | 'Zeeasterweg 14' | 'Vestas' | 'V52-850 kW' | '850' | '1800' | '55' | '52' | 'Lelystad' | 'Flevoland' | '52.503912665' | '5.5870025336' | '08-10-2003' | ''
''329' | '422' | Alkmaarseweg 6' | 'Alkmaarseweg 6' | 'Vestas' | 'V52-850 kW' | '850' | '1800' | '49' | '52' | 'Hollands Kroon' | 'Noord-Holland' | '52.799867209' | '4.9879954248' | '11-10-2003' | ''
''330' | '424' | Appelvinkweg 2-2' | 'Appelvinkweg 2-2' | 'Neg Micon' | 'NM54/ 950' | '950' | '1600' | '54' | '55' | 'Zeewolde' | 'Flevoland' | '52.378500252' | '5.4896695695' | '11-10-2003' | ''
''331' | '425' | Baardmeesweg 1-1' | 'Baardmeesweg 1-1' | 'Neg Micon' | 'NM54/ 950' | '950' | '1900' | '70' | '55' | 'Zeewolde' | 'Flevoland' | '52.374401603' | '5.5253147473' | '11-10-2003' | ''
''332' | '426' | Baardmeesweg 1-2' | 'Baardmeesweg 1-2' | 'Neg Micon' | 'NM54/ 950' | '950' | '1900' | '70' | '55' | 'Zeewolde' | 'Flevoland' | '52.380995498' | '5.535204963' | '11-10-2003' | ''
''333' | '427' | Noorderlaan 20' | 'Noorderlaan 20' | 'Vestas' | 'V52-850 kW' | '850' | '1700' | '40' | '52' | 'SÃºdwest-FryslÃ¢n' | 'FryslÃ¢n' | '53.09073337' | '5.4220605287' | '29-10-2003' | ''
''334' | '428' | Heidenskipsterdijk 44' | 'Heidenskipsterdijk 44' | 'Vestas' | 'V52-850 kW' | '850' | '1600' | '44' | '52' | 'SÃºdwest-FryslÃ¢n' | 'FryslÃ¢n' | '52.936746599' | '5.475556788' | '04-12-2003' | ''
''335' | '430' | Nummer 04' | 'Nummer 04' | 'Neg Micon' | 'NM54/ 950' | '950' | '1700' | '44' | '55' | 'SÃºdwest-FryslÃ¢n' | 'FryslÃ¢n' | '52.976656567' | '5.4846150027' | '06-12-2003' | ''
''336' | '431' | Ursuladijk 22' | 'Ursuladijk 22' | 'Neg Micon' | 'NM54/ 950' | '950' | '1700' | '44' | '55' | 'SÃºdwest-FryslÃ¢n' | 'FryslÃ¢n' | '52.95865355' | '5.4650058234' | '06-12-2003' | ''
''337' | '432' | Nieuweweg 5' | 'Nieuweweg 5' | 'Neg Micon' | 'NM54/ 950' | '950' | '1800' | '44' | '55' | 'Noardeast-FryslÃ¢n' | 'FryslÃ¢n' | '53.32826795' | '5.8116115881' | '09-12-2003' | ''
''338' | '433' | Nesserlaan 2' | 'Nesserlaan 2' | 'Vestas' | 'V52-850 kW' | '850' | '1700' | '40' | '52' | 'SÃºdwest-FryslÃ¢n' | 'FryslÃ¢n' | '53.111355337' | '5.4624128863' | '12-12-2003' | ''
''339' | '435' | Hemert 13' | 'Hemert 13' | 'Vestas' | 'V52-850 kW' | '850' | '1600' | '40' | '52' | 'SÃºdwest-FryslÃ¢n' | 'FryslÃ¢n' | '53.098187058' | '5.5189414315' | '13-12-2003' | ''
''340' | '438' | Trekwei 12' | 'Trekwei 12' | 'Neg Micon' | 'NM54/ 950' | '950' | '1700' | '44' | '55' | 'SÃºdwest-FryslÃ¢n' | 'FryslÃ¢n' | '52.984217046' | '5.4685060721' | '19-12-2003' | ''
''341' | '440' | Boerestreek 37' | 'Boerestreek 37' | 'Neg Micon' | 'NM48/ 750' | '750' | '1400' | '36' | '48' | 'SÃºdwest-FryslÃ¢n' | 'FryslÃ¢n' | '53.022186754' | '5.4265805417' | '08-01-2004' | ''
''342' | '441' | Doniaburen 2' | 'Doniaburen 2' | 'Neg Micon' | 'NM48/ 750' | '750' | '1400' | '36' | '48' | 'SÃºdwest-FryslÃ¢n' | 'FryslÃ¢n' | '53.001518768' | '5.426293636' | '08-01-2004' | ''
''343' | '443' | Oostwind' | 'Oostwind-1' | 'Enercon' | 'E-40 / 600' | '600' | '1200' | '49' | '40' | 'Koggenland' | 'Noord-Holland' | '52.671348247' | '4.9312536252' | '04-02-2004' | ''
''343' | '443' | Oostwind' | 'Oostwind-2' | 'Enercon' | 'E-40 / 600' | '600' | '1200' | '49' | '40' | 'Koggenland' | 'Noord-Holland' | '52.670444075' | '4.934530218' | '04-02-2004' | ''
''345' | '445' | Baardmeesweg 5' | 'Baardmeesweg 5' | 'Vestas' | 'V52-850 kW' | '850' | '1800' | '70' | '52' | 'Zeewolde' | 'Flevoland' | '52.377703113' | '5.5302888736' | '04-02-2004' | ''
''346' | '446' | Appelvinkweg 6' | 'Appelvinkweg 6' | 'Vestas' | 'V52-850 kW' | '850' | '1700' | '55' | '52' | 'Zeewolde' | 'Flevoland' | '52.375450401' | '5.4825989622' | '11-02-2004' | ''
''347' | '448' | Eemswouderlaan 10' | 'Eemswouderlaan 10' | 'Vestas' | 'V52-850 kW' | '850' | '1600' | '40' | '52' | 'SÃºdwest-FryslÃ¢n' | 'FryslÃ¢n' | '53.043788231' | '5.5168976061' | '12-02-2004' | ''
''348' | '450' | Schervenweg 34' | 'Schervenweg 34' | 'Neg Micon' | 'NM52/ 900' | '900' | '1800' | '50' | '52' | 'Hollands Kroon' | 'Noord-Holland' | '52.823651642' | '5.0810637895' | '13-02-2004' | ''
''349' | '453' | Oosterterpweg 16' | 'Oosterterpweg 16' | 'Vestas' | 'V52-850 kW' | '850' | '1900' | '49' | '52' | 'Hollands Kroon' | 'Noord-Holland' | '52.839483564' | '5.0501138561' | '18-02-2004' | ''
''350' | '454' | Riegeweg 7' | 'Riegeweg 7' | 'Vestas' | 'V52-850 kW' | '850' | '1700' | '40' | '52' | 'SÃºdwest-FryslÃ¢n' | 'FryslÃ¢n' | '53.122521329' | '5.4338270454' | '24-02-2004' | ''
''351' | '455' | Oosterkwelweg 19' | 'Oosterkwelweg 19' | 'Vestas' | 'V52-850 kW' | '850' | '1900' | '49' | '52' | 'Hollands Kroon' | 'Noord-Holland' | '52.890811838' | '5.0490492437' | '25-02-2004' | ''
''352' | '456' | Dwarsweg 38' | 'Dwarsweg 38' | 'Vestas' | 'V52-850 kW' | '850' | '1600' | '40' | '52' | 'Het Hogeland' | 'Groningen' | '53.444192901' | '6.7350735629' | '04-03-2004' | ''
''353' | '457' | Hefswalsterweg 26' | 'Hefswalsterweg 26' | 'Vestas' | 'V52-850 kW' | '850' | '1600' | '40' | '52' | 'Het Hogeland' | 'Groningen' | '53.426256162' | '6.7214217129' | '06-03-2004' | ''
''354' | '458' | Meerswal 02' | 'Meerswal 02' | 'Vestas' | 'V52-850 kW' | '850' | '1700' | '40' | '52' | 'SÃºdwest-FryslÃ¢n' | 'FryslÃ¢n' | '53.055384898' | '5.4402723201' | '06-03-2004' | ''
''355' | '459' | O. Nieuwkruisland 08' | 'O. Nieuwkruisland 08' | 'Vestas' | 'V52-850 kW' | '850' | '1600' | '40' | '52' | 'Noardeast-FryslÃ¢n' | 'FryslÃ¢n' | '53.320773142' | '6.2282695366' | '10-03-2004' | ''
''356' | '460' | Duikerweg 42' | 'Duikerweg 42' | 'Vestas' | 'V52-850 kW' | '850' | '1700' | '55' | '52' | 'Zeewolde' | 'Flevoland' | '52.343615683' | '5.4150126203' | '11-03-2004' | ''
''357' | '463' | Schelpenbolweg 26' | 'Schelpenbolweg 26' | 'Neg Micon' | 'NM52/ 900' | '900' | '1900' | '50' | '52' | 'Hollands Kroon' | 'Noord-Holland' | '52.872340891' | '4.9949824109' | '20-03-2004' | ''
''358' | '882' | Gedeputeerde Laanweg 34' | 'Ged. Laanweg opschaling' | 'Siemens Gamesa' | 'G58-850' | '850' | '2400' | '55' | '58' | 'Medemblik' | 'Noord-Holland' | '52.734526' | '5.212742' | '02-06-2017' | ''
''359' | '467' | Nieuwesluizerweg 13' | 'Nieuwesluizerweg 13' | 'Vestas' | 'V52-850 kW' | '850' | '1900' | '49' | '52' | 'Hollands Kroon' | 'Noord-Holland' | '52.840843256' | '4.9486482357' | '02-04-2004' | ''
''360' | '469' | De Windroos' | 'De Windroos' | 'Enercon' | 'E-66 / 2000' | '2000' | '3400' | '70' | '70' | 'Dronten' | 'Flevoland' | '52.483999092' | '5.6771683167' | '06-04-2004' | ''
''361' | '470' | Allengaweg 1' | 'Allengaweg 1' | 'Vestas' | 'V52-850 kW' | '850' | '1700' | '40' | '52' | 'SÃºdwest-FryslÃ¢n' | 'FryslÃ¢n' | '53.118819782' | '5.4902669288' | '08-04-2004' | ''
''362' | '961' | Egmondstraat' | 'F&B Oude Bildtzijl 1' | 'Enercon' | 'E-44 / 900' | '900' | '1600' | '45' | '44' | 'Waadhoeke' | 'FryslÃ¢n' | '53.296954' | '5.723715' | '02-09-2017' | ''
''362' | '961' | Egmondstraat' | 'F&B Oude Bildtzijl 2' | 'Enercon' | 'E-44 / 900' | '900' | '1600' | '45' | '44' | 'Waadhoeke' | 'FryslÃ¢n' | '53.296753' | '5.728078' | '02-09-2017' | ''
''364' | '473' | Scharnerbuursterweg 29' | 'Scharnerbuursterweg 29' | 'Vestas' | 'V52-850 kW' | '850' | '1700' | '40' | '52' | 'SÃºdwest-FryslÃ¢n' | 'FryslÃ¢n' | '52.995008217' | '5.4383665454' | '20-04-2004' | ''
''365' | '474' | Slinkewei 15a' | 'Slinkewei 15a' | 'Vestas' | 'V52-850 kW' | '850' | '1700' | '44' | '52' | 'SÃºdwest-FryslÃ¢n' | 'FryslÃ¢n' | '52.977642933' | '5.424902442' | '21-04-2004' | ''
''366' | '476' | Curiestraat' | 'Curiestraat' | 'Enercon' | 'E-66 / 2000' | '2000' | '4300' | '58' | '70' | 'Harlingen' | 'FryslÃ¢n' | '53.180188445' | '5.458748498' | '15-05-2004' | ''
''367' | '477' | Espelerringweg 11' | 'Espelerringweg 11' | 'Vestas' | 'V52-850 kW' | '850' | '1800' | '55' | '52' | 'Noordoostpolder' | 'Flevoland' | '52.700229245' | '5.6466266779' | '20-05-2004' | ''
''368' | '478' | Duikerweg 46' | 'Duikerweg 46' | 'Neg Micon' | 'NM52/ 900' | '900' | '1400' | '36' | '52' | 'Zeewolde' | 'Flevoland' | '52.345897174' | '5.4202825059' | '25-05-2004' | ''
''370' | '480' | Bosruiterweg 30' | 'Bosruiterweg 30' | 'Vestas' | 'V52-850 kW' | '850' | '1700' | '55' | '52' | 'Zeewolde' | 'Flevoland' | '52.329595638' | '5.4395172787' | '03-06-2004' | ''
''371' | '481' | Bosruiterweg 33' | 'Bosruiterweg 33' | 'Vestas' | 'V52-850 kW' | '850' | '1700' | '55' | '52' | 'Zeewolde' | 'Flevoland' | '52.326084469' | '5.4322520759' | '04-06-2004' | ''
''372' | '482' | De Kroeten' | 'De Kroeten' | 'Vestas' | 'V52-850 kW' | '850' | '1600' | '70' | '52' | 'Breda' | 'Noord-Brabant' | '51.63204881' | '4.708779988' | '05-06-2004' | ''
''373' | '489' | Meerswal 03' | 'Meerswal 03' | 'Vestas' | 'V52-850 kW' | '850' | '1700' | '44' | '52' | 'SÃºdwest-FryslÃ¢n' | 'FryslÃ¢n' | '53.059422227' | '5.4530600788' | '18-06-2004' | ''
''374' | '490' | Wullink' | 'Wullink' | 'Vestas' | 'V52-850 kW' | '850' | '1800' | '70' | '52' | 'Zeewolde' | 'Flevoland' | '52.340784989' | '5.3608357198' | '18-06-2004' | ''
''375' | '493' | De Gaest' | 'De Gaest 2' | 'Neg Micon' | 'NM48/ 750' | '750' | '1400' | '36' | '48' | 'SÃºdwest-FryslÃ¢n' | 'FryslÃ¢n' | '53.114647412' | '5.579910447' | '02-07-2004' | ''
''375' | '493' | De Gaest' | 'De Gaest 4' | 'Neg Micon' | 'NM48/ 750' | '750' | '1400' | '36' | '48' | 'SÃºdwest-FryslÃ¢n' | 'FryslÃ¢n' | '53.114948132' | '5.5828688931' | '02-07-2004' | ''
''377' | '495' | Sudhoeke 1 Wommels' | 'Sudhoeke 1 Wommels' | 'Neg Micon' | 'NM48/ 750' | '750' | '1300' | '36' | '48' | 'SÃºdwest-FryslÃ¢n' | 'FryslÃ¢n' | '53.099512783' | '5.5921750074' | '02-07-2004' | ''
''378' | '500' | t Nauwster Hoek VOF' | 't Nauwster Hoek VOF' | 'Neg Micon' | 'NM52/ 900' | '900' | '1600' | '40' | '52' | 'SÃºdwest-FryslÃ¢n' | 'FryslÃ¢n' | '53.066165059' | '5.4245469563' | '10-07-2004' | ''
''379' | '501' | De Houwen 3' | 'De Houwen 3' | 'Vestas' | 'V52-850 kW' | '850' | '1700' | '44' | '52' | 'Noardeast-FryslÃ¢n' | 'FryslÃ¢n' | '53.331133482' | '5.8822916337' | '08-12-2004' | ''
''380' | '964' | De Ruil 6' | 'De Ruil 6 opschaling' | 'Enercon' | 'E-53 / 800' | '800' | '2200' | '60' | '53' | 'Medemblik' | 'Noord-Holland' | '52.730029' | '5.131161' | '02-09-2017' | ''
''381' | '510' | Frankrijkweg' | 'Frankrijkweg-1' | 'Neg Micon' | 'NM52/ 900' | '900' | '2000' | '70' | '52' | 'Borsele' | 'Zeeland' | '51.465988081' | '3.7176586924' | '24-12-2004' | ''
''381' | '510' | Frankrijkweg' | 'Frankrijkweg-2' | 'Neg Micon' | 'NM52/ 900' | '900' | '2000' | '70' | '52' | 'Borsele' | 'Zeeland' | '51.463762114' | '3.7197984836' | '24-12-2004' | ''
''383' | '512' | Windenergie Hemspoortunnel B.V.' | 'Windenergie Hemspoortunnel B.V.' | 'Vestas' | 'V80-2.0 MW' | '2000' | '5100' | '78' | '80' | 'Zaanstad' | 'Noord-Holland' | '52.426434135' | '4.8133360838' | '25-12-2004' | ''
''384' | '520' | Ohmstraat 1' | 'Ohmstraat 1' | 'Neg Micon' | 'NM52/ 900' | '900' | '1700' | '40' | '52' | 'Waadhoeke' | 'FryslÃ¢n' | '53.18212201' | '5.5200048664' | '21-01-2005' | ''
''386' | '524' | Espelerringweg 13' | 'Espelerringweg 13' | 'Vestas' | 'V52-850 kW' | '850' | '1800' | '55' | '52' | 'Noordoostpolder' | 'Flevoland' | '52.698207211' | '5.6466147257' | '04-02-2005' | ''
''387' | '525' | Littensebuorren 6' | 'Littensebuorren 6' | 'Neg Micon' | 'NM44/ 750' | '750' | '1100' | '36' | '44' | 'SÃºdwest-FryslÃ¢n' | 'FryslÃ¢n' | '53.104423907' | '5.5607081829' | '16-02-2005' | ''
''388' | '526' | Sjaerdaleane 19' | 'Sjaerdaleane 19' | 'Neg Micon' | 'NM44/ 750' | '750' | '1000' | '36' | '44' | 'SÃºdwest-FryslÃ¢n' | 'FryslÃ¢n' | '53.092779897' | '5.6273118462' | '16-02-2005' | ''
''389' | '527' | Skrins 4' | 'Skrins 4' | 'Neg Micon' | 'NM44/ 750' | '750' | '1100' | '37' | '44' | 'Leeuwarden' | 'FryslÃ¢n' | '53.123230219' | '5.6459436433' | '16-02-2005' | ''
''390' | '528' | Westerein 31' | 'Westerein 31' | 'Neg Micon' | 'NM44/ 750' | '750' | '1100' | '36' | '44' | 'Waadhoeke' | 'FryslÃ¢n' | '53.163824027' | '5.5869922653' | '16-02-2005' | ''
''391' | '530' | Schervenweg 23' | 'Schervenweg 23' | 'Neg Micon' | 'NM52/ 900' | '900' | '1800' | '50' | '52' | 'Hollands Kroon' | 'Noord-Holland' | '52.826779091' | '5.0607604483' | '10-03-2005' | ''
''392' | '531' | Joarumerlaene' | 'Joarumerlaene 29' | 'Neg Micon' | 'NM48/ 750' | '750' | '1400' | '36' | '48' | 'SÃºdwest-FryslÃ¢n' | 'FryslÃ¢n' | '53.13028952' | '5.5812947696' | '17-03-2005' | ''
''392' | '531' | Joarumerlaene' | 'Joarumerleane 08' | 'Neg Micon' | 'NM48/ 750' | '750' | '1400' | '36' | '48' | 'SÃºdwest-FryslÃ¢n' | 'FryslÃ¢n' | '53.126583447' | '5.5781409957' | '17-03-2005' | ''
''394' | '533' | Skippersbuorren 19' | 'Skippersbuorren 19' | 'Neg Micon' | 'NM44/ 750' | '750' | '1000' | '36' | '44' | 'SÃºdwest-FryslÃ¢n' | 'FryslÃ¢n' | '53.09429964' | '5.6267530034' | '17-03-2005' | ''
''395' | '535' | Appelvinkweg 2-1' | 'Appelvinkweg 2-1' | 'Neg Micon' | 'NM54/1000' | '1000' | '1700' | '70' | '55' | 'Zeewolde' | 'Flevoland' | '52.371623635' | '5.4801678783' | '27-04-2005' | ''
''397' | '537' | AGP-GPC' | 'AGP-GPC' | 'Neg Micon' | 'NM52/ 900' | '900' | '1600' | '36' | '52' | 'SÃºdwest-FryslÃ¢n' | 'FryslÃ¢n' | '53.112790086' | '5.6614427435' | '02-05-2005' | ''
''398' | '538' | Frjentsjerterpaed 3' | 'Frjentsjerterpaed 3' | 'Neg Micon' | 'NM44/ 750' | '750' | '1100' | '36' | '44' | 'Waadhoeke' | 'FryslÃ¢n' | '53.172141371' | '5.5890345937' | '16-05-2005' | ''
''399' | '539' | Hopweg 65' | 'Hopweg 65' | 'Vestas' | 'V47-660 kW' | '660' | '1300' | '50' | '47' | 'Noordoostpolder' | 'Flevoland' | '52.832511109' | '5.7391127888' | '01-06-2005' | ''
''400' | '542' | Hegenserleane 2a' | 'Hegenserleane 2a' | 'Neg Micon' | 'NM48/ 750' | '750' | '1300' | '36' | '48' | 'SÃºdwest-FryslÃ¢n' | 'FryslÃ¢n' | '53.124285996' | '5.6078129027' | '09-06-2005' | ''
''401' | '545' | Marconistraat' | 'Marconistraat' | 'Enercon' | 'E-70 / 2300' | '2300' | '5100' | '58' | '71' | 'Harlingen' | 'FryslÃ¢n' | '53.176819667' | '5.4573220789' | '13-08-2005' | ''
''402' | '546' | Emmaweg 30' | 'Emmaweg 30' | 'Vestas' | 'V52-850 kW' | '850' | '1600' | '40' | '52' | 'Het Hogeland' | 'Groningen' | '53.445740676' | '6.7007141902' | '19-08-2005' | ''
''403' | '547' | Brekkerweg 6' | 'Brekkerweg 6' | 'Neg Micon' | 'NM52/ 900' | '900' | '1600' | '40' | '52' | 'SÃºdwest-FryslÃ¢n' | 'FryslÃ¢n' | '53.041354514' | '5.4251070197' | '02-09-2005' | ''
''404' | '548' | De Slachte 6' | 'De Slachte 6' | 'Neg Micon' | 'NM48/ 750' | '750' | '1400' | '36' | '48' | 'SÃºdwest-FryslÃ¢n' | 'FryslÃ¢n' | '53.126507759' | '5.5567930176' | '18-10-2005' | ''
''405' | '552' | Eemswouderlaan 12' | 'Eemswouderlaan 12' | 'Vestas' | 'V52-850 kW' | '850' | '1600' | '40' | '52' | 'SÃºdwest-FryslÃ¢n' | 'FryslÃ¢n' | '53.043793124' | '5.5284382841' | '15-12-2005' | ''
''406' | '554' | De Trompet' | 'De Trompet' | 'Vestas' | 'V80-2.0 MW' | '2000' | '5700' | '78' | '80' | 'Heemskerk' | 'Noord-Holland' | '52.507531081' | '4.7034767933' | '21-12-2005' | ''
''407' | '556' | Jupiterweg 7' | 'Jupiterweg 7' | 'Neg Micon' | 'NM54/1000' | '1000' | '1700' | '50' | '55' | 'Leeuwarden' | 'FryslÃ¢n' | '53.19578067' | '5.8446957263' | '18-01-2006' | ''
''408' | '559' | De Leane 3' | 'De Leane 3' | 'Neg Micon' | 'NM52/ 900' | '900' | '1600' | '36' | '52' | 'SÃºdwest-FryslÃ¢n' | 'FryslÃ¢n' | '53.117501173' | '5.5587442196' | '03-03-2006' | ''
''409' | '561' | Uranusweg 01' | 'Uranusweg 01' | 'Neg Micon' | 'NM54/1000' | '1000' | '1700' | '50' | '55' | 'Leeuwarden' | 'FryslÃ¢n' | '53.198422597' | '5.8470131472' | '22-04-2006' | ''
''410' | '562' | Xander Energy' | 'Xander Energy' | 'Neg Micon' | 'NM54/1000' | '1000' | '1700' | '50' | '55' | 'Leeuwarden' | 'FryslÃ¢n' | '53.197480102' | '5.8443994688' | '22-04-2006' | ''
''411' | '570' | Voltastraat 09' | 'Voltastraat 09' | 'Neg Micon' | 'NM52/ 900' | '900' | '1700' | '40' | '52' | 'Waadhoeke' | 'FryslÃ¢n' | '53.181290958' | '5.5238913307' | '21-09-2006' | ''
''412' | '966' | Belkmerweg 20a' | 'Sipana' | 'Enercon' | 'E-70 / 2300' | '2300' | '5200' | '57' | '71' | 'Schagen' | 'Noord-Holland' | '52.764309' | '4.679148' | '02-09-2017' | ''
''413' | '965' | Belkmerweg 67' | 'Zwanendal' | 'Enercon' | 'E-70 / 2300' | '2300' | '5200' | '57' | '71' | 'Schagen' | 'Noord-Holland' | '52.78355' | '4.686649' | '02-09-2017' | ''
''414' | '576' | Grote Sloot' | 'Grote Sloot' | 'Enercon' | 'E-70 / 2000' | '2050' | '4900' | '58' | '71' | 'Schagen' | 'Noord-Holland' | '52.772389041' | '4.7245253231' | '16-11-2006' | ''
''415' | '579' | Oostoeverweg' | 'Oostoeverweg' | 'Vestas' | 'V47-660 kW' | '660' | '1500' | '40' | '47' | 'Den Helder' | 'Noord-Holland' | '52.943141632' | '4.7864209971' | '29-12-2006' | ''
''416' | '580' | Allingawier' | 'Allingawier' | 'EWT' | 'DW 52 900 kW' | '900' | '1700' | '40' | '52' | 'SÃºdwest-FryslÃ¢n' | 'FryslÃ¢n' | '53.038852307' | '5.4546986126' | '02-01-1999' | ''
''417' | '584' | Windkracht 8' | 'Windkracht 8' | 'Enercon' | 'E-48 / 800' | '800' | '1900' | '50' | '48' | 'Hollands Kroon' | 'Noord-Holland' | '52.89201922' | '5.0285795164' | '09-05-2007' | ''
''419' | '589' | ENCI' | 'ENCI' | 'Vestas' | 'V80-2.0 MW' | '2000' | '4900' | '67' | '80' | 'Rotterdam' | 'Zuid-Holland' | '51.881080049' | '4.2447832263' | '02-07-2007' | ''
''420' | '592' | Griete' | 'Griete-1' | 'Enercon' | 'E-48 / 800' | '800' | '1500' | '50' | '48' | 'Terneuzen' | 'Zeeland' | '51.357003566' | '3.9083233082' | '09-08-2007' | ''
''420' | '592' | Griete' | 'Griete-2' | 'Enercon' | 'E-48 / 800' | '800' | '1500' | '50' | '48' | 'Terneuzen' | 'Zeeland' | '51.354871686' | '3.9046880006' | '09-08-2007' | ''
''422' | '972' | Schervenweg 12' | 'Schervenweg 12 opschaling' | 'Enercon' | 'E-48 / 800' | '800' | '1800' | '50' | '48' | 'Hollands Kroon' | 'Noord-Holland' | '52.824807' | '5.040346' | '01-09-2017' | ''
''423' | '595' | Bramenweg' | 'Bramenweg' | 'Enercon' | 'E-48 / 800' | '800' | '1500' | '50' | '48' | 'Meppel' | 'Drenthe' | '52.752818134' | '6.126923172' | '06-10-2007' | ''
''424' | '598' | Nauerna' | 'Nauerna-1' | 'Enercon' | 'E-70 / 2000' | '2050' | '5500' | '98' | '71' | 'Zaanstad' | 'Noord-Holland' | '52.434493488' | '4.7265598766' | '13-12-2007' | ''
''424' | '598' | Nauerna' | 'Nauerna-2' | 'Enercon' | 'E-70 / 2000' | '2050' | '5500' | '98' | '71' | 'Zaanstad' | 'Noord-Holland' | '52.432157845' | '4.7480777759' | '13-12-2007' | ''
''426' | '607' | Ommelanderweg 12' | 'Ommelanderweg 12' | 'Vestas' | 'V52-850 kW' | '850' | '1600' | '40' | '52' | 'Het Hogeland' | 'Groningen' | '53.386846158' | '6.3400769595' | '02-07-2008' | ''
''427' | '608' | Ommelanderweg 18' | 'Ommelanderweg 18' | 'Vestas' | 'V52-850 kW' | '850' | '1600' | '40' | '52' | 'Het Hogeland' | 'Groningen' | '53.38796608' | '6.3450167458' | '02-07-2008' | ''
''428' | '609' | Windenergie Achtersluispolder turbine 1' | 'Windenergie Achtersluispolder turbine 1' | 'Vestas' | 'V52-850 kW' | '850' | '2000' | '70' | '52' | 'Zaanstad' | 'Noord-Holland' | '52.419511347' | '4.8433403541' | '02-07-2008' | ''
''429' | '610' | Estlandweg' | 'Estlandweg' | 'Neg Micon' | 'NM52/ 900' | '900' | '2000' | '70' | '52' | 'Borsele' | 'Zeeland' | '51.468872815' | '3.7213530129' | '02-07-2008' | ''
''430' | '611' | WGH Cornelis Douwes turbine 1' | 'WGH Cornelis Douwes turbine 1' | 'Vestas' | 'V80-2.0 MW' | '2000' | '4700' | '67' | '80' | 'Amsterdam' | 'Noord-Holland' | '52.413988122' | '4.8683215669' | '02-07-2008' | ''
''431' | '625' | Oostelijke Industrieweg 23' | 'Oostelijke Industrieweg 23' | 'Neg Micon' | 'NM52/ 900' | '900' | '1600' | '40' | '52' | 'Waadhoeke' | 'FryslÃ¢n' | '53.182052255' | '5.5666437831' | '02-07-2009' | ''
''432' | '628' | Johnson Europlant' | 'Johnson Europlant' | 'Vestas' | 'V90-3.0 MW' | '3000' | '6200' | '80' | '90' | 'De Ronde Venen' | 'Utrecht' | '52.211831178' | '4.8780218863' | '02-07-2009' | ''
''433' | '632' | Parallelweg' | 'Parallelweg' | 'Enercon' | 'E-48 / 800' | '800' | '2400' | '65' | '48' | 'Schagen' | 'Noord-Holland' | '52.846623845' | '4.7514995363' | '27-10-2009' | ''
''434' | '633' | Nieuw Almersdorperweg 11' | 'Nieuw Almersdorperweg 11' | 'Vestas' | 'V52-850 kW' | '850' | '1800' | '49' | '52' | 'Hollands Kroon' | 'Noord-Holland' | '52.777200535' | '5.0094385738' | '28-11-2009' | ''
''435' | '634' | Windenergie Boekelermeer' | 'Windenergie Boekelermeer' | 'Enercon' | 'E-70 / 2000' | '2050' | '5600' | '85' | '71' | 'Alkmaar' | 'Noord-Holland' | '52.592985513' | '4.7522989181' | '31-03-2010' | ''
''436' | '635' | Oudega' | 'Oudega' | 'EWT' | 'DW 52 900 kW' | '900' | '1600' | '35' | '52' | 'De Fryske Marren' | 'FryslÃ¢n' | '52.91598685' | '5.5163684053' | '02-04-2010' | ''
''437' | '636' | Oudemirdum' | 'Oudemirdum' | 'EWT' | 'DW 52 900 kW' | '900' | '1600' | '35' | '52' | 'De Fryske Marren' | 'FryslÃ¢n' | '52.834825022' | '5.5561791662' | '02-04-2010' | ''
''438' | '637' | Sondel' | 'Sondel' | 'EWT' | 'DW 52 900 kW' | '900' | '1600' | '35' | '52' | 'De Fryske Marren' | 'FryslÃ¢n' | '52.862728545' | '5.6419934359' | '02-04-2010' | ''
''439' | '638' | Nieuw Almersdorperweg 01' | 'Nieuw Almersdorperweg 01' | 'Vestas' | 'V52-850 kW' | '850' | '1800' | '49' | '52' | 'Hollands Kroon' | 'Noord-Holland' | '52.770898067' | '4.9974313533' | '02-07-2010' | ''
''440' | '639' | Noordpolderweg 03' | 'Noordpolderweg 03' | 'Vestas' | 'V52-850 kW' | '850' | '1700' | '40' | '52' | 'Het Hogeland' | 'Groningen' | '53.410550053' | '6.4973643463' | '02-07-2010' | ''
''441' | '640' | Provincialeweg' | 'Provincialeweg' | 'Enercon' | 'E-70 / 2000' | '2050' | '5100' | '70' | '71' | 'Hollands Kroon' | 'Noord-Holland' | '52.729344757' | '4.8541311164' | '13-07-2010' | ''
''442' | '642' | Procter & Gamble' | 'Procter & Gamble' | 'Senvion' | 'MM92' | '2050' | '6000' | '100' | '92' | 'Coevorden' | 'Drenthe' | '52.643845604' | '6.7374853297' | '02-08-2010' | ''
''443' | '643' | Veerweg' | 'Veerweg' | 'Enercon' | 'E-53 / 800' | '800' | '2600' | '73' | '53' | 'Hollands Kroon' | 'Noord-Holland' | '52.870126773' | '4.8733255442' | '17-11-2010' | ''
''444' | '644' | W3 Energie' | 'W3 Energie-1' | 'Enercon' | 'E-53 / 800' | '800' | '2300' | '60' | '53' | 'Hollands Kroon' | 'Noord-Holland' | '52.814182163' | '4.8307607653' | '27-11-2010' | ''
''444' | '669' | W3 Energie' | 'W3 Energie-2' | 'Enercon' | 'E-53 / 800' | '800' | '2300' | '60' | '53' | 'Hollands Kroon' | 'Noord-Holland' | '52.827567966' | '4.8317181683' | '29-06-2012' | ''
''445' | '645' | Oostelijke Industrieweg 6' | 'Oostelijke Industrieweg 6' | 'NoName' | 'NoType' | '0' | '0' | '40' | '0' | 'Waadhoeke' | 'FryslÃ¢n' | '53.182000364' | '5.5591346435' | '02-01-1999' | ''
''446' | '647' | Zwinweg' | 'Zwinweg' | 'Enercon' | 'E-53 / 800' | '800' | '2400' | '60' | '53' | 'Hollands Kroon' | 'Noord-Holland' | '52.8673381' | '4.883204152' | '24-02-2011' | ''
''447' | '648' | Treurenburg' | 'Treurenburg' | 'Enercon' | 'E-82 / 2300' | '2300' | '5100' | '98' | '82' | 's-Hertogenbosch' | 'Noord-Brabant' | '51.717440902' | '5.2889303719' | '03-03-2011' | ''
''448' | '665' | De Ambtenaar' | 'De Ambtenaar' | 'Enercon' | 'E-126 / 7500' | '7500' | '19900' | '135' | '127' | 'Hollands Kroon' | 'Noord-Holland' | '52.781914339' | '5.101571566' | '02-05-2012' | ''
''449' | '668' | Ijslandweg' | 'Ijslandweg' | 'Enercon' | 'E-70 / 2300' | '2300' | '4100' | '64' | '71' | 'Borsele' | 'Zeeland' | '51.440524603' | '3.7364010019' | '05-06-2012' | ''
''451' | '674' | Windmolen Warns' | 'Windmolen Warns' | 'Nordtank' | 'NTK150' | '150' | '280' | '33' | '25' | 'SÃºdwest-FryslÃ¢n' | 'FryslÃ¢n' | '52.885089379' | '5.3958971826' | '02-01-1995' | ''
''452' | '675' | Oostelijke Industrieweg' | 'Oostelijke Industrieweg' | 'Micon' | 'M 700' | '225' | '470' | '40' | '30' | 'Waadhoeke' | 'FryslÃ¢n' | '53.179830628' | '5.5680854203' | '02-01-1995' | ''
''453' | '676' | Oude Bildtzijl' | 'Oude Bildtzijl' | 'Micon' | 'M 700' | '225' | '410' | '30' | '30' | 'Waadhoeke' | 'FryslÃ¢n' | '53.292979371' | '5.715016084' | '02-01-1995' | ''
''454' | '677' | Bonkelaarsdijk' | 'Bonkelaarsdijk' | 'Bonus' | 'B33/300' | '300' | '650' | '40' | '33' | 'Hollands Kroon' | 'Noord-Holland' | '52.769468755' | '4.8092062235' | '02-01-1996' | ''
''455' | '678' | Grijpskerke' | 'Grijpskerke' | 'Bonus' | 'B33/300' | '300' | '570' | '27' | '33' | 'Veere' | 'Zeeland' | '51.514728061' | '3.5709275119' | '02-01-1996' | ''
''456' | '679' | Grytmanswei' | 'Grytmanswei' | 'Bonus' | 'B31/300' | '300' | '500' | '30' | '31' | 'Noardeast-FryslÃ¢n' | 'FryslÃ¢n' | '53.358346637' | '6.0426530363' | '02-01-1996' | ''
''457' | '680' | Kamperweg' | 'Kamperweg' | 'Bonus' | 'B31/300' | '300' | '510' | '30' | '31' | 'SÃºdwest-FryslÃ¢n' | 'FryslÃ¢n' | '53.104748537' | '5.4507101624' | '02-01-1996' | ''
''458' | '681' | Laagwaalderweg' | 'Laagwaalderweg' | 'Bonus' | 'B33/300' | '300' | '620' | '30' | '33' | 'Texel' | 'Noord-Holland' | '53.045910974' | '4.8509695386' | '02-01-1996' | ''
''459' | '682' | Lotwind' | 'Lotweg' | 'Bonus' | 'B33/300' | '300' | '660' | '40' | '33' | 'Hollands Kroon' | 'Noord-Holland' | '52.84674877' | '4.8745650734' | '02-01-1996' | ''
''459' | '682' | Lotwind' | 'Lotweg' | 'Bonus' | 'B33/300' | '300' | '660' | '40' | '33' | 'Hollands Kroon' | 'Noord-Holland' | '52.861305828' | '4.8955978268' | '02-01-1996' | ''
''461' | '684' | Middenweg' | 'Middenweg' | 'Bonus' | 'B33/300' | '300' | '690' | '40' | '33' | 'Hollands Kroon' | 'Noord-Holland' | '52.863801711' | '4.7923972087' | '02-01-1996' | ''
''462' | '685' | Middenweg' | 'Middenweg' | 'Bonus' | 'B33/300' | '300' | '650' | '40' | '33' | 'Schagen' | 'Noord-Holland' | '52.753065044' | '4.8142658721' | '02-01-1996' | ''
''463' | '686' | Provincialeweg' | 'Provincialeweg' | 'Bonus' | 'B33/300' | '300' | '570' | '30' | '33' | 'Hollands Kroon' | 'Noord-Holland' | '52.759023663' | '4.8237428951' | '02-01-1996' | ''
''464' | '687' | Schuttingsteeg' | 'Schuttingsteeg' | 'Nordtank' | 'NTK300' | '300' | '470' | '31' | '31' | 'Noardeast-FryslÃ¢n' | 'FryslÃ¢n' | '53.364189416' | '6.0322568863' | '02-01-1996' | ''
''465' | '688' | Stichting Wiek' | 'Stichting Wiek' | 'Bonus' | 'B31/300' | '300' | '500' | '30' | '31' | 'SÃºdwest-FryslÃ¢n' | 'FryslÃ¢n' | '53.123613334' | '5.5696880064' | '02-01-1996' | ''
''466' | '689' | Veerweg' | 'Veerweg' | 'Bonus' | 'B33/300' | '300' | '660' | '40' | '33' | 'Hollands Kroon' | 'Noord-Holland' | '52.858596307' | '4.8527340308' | '02-01-1996' | ''
''467' | '690' | Windsum B.V.' | 'Windsum B.V.' | 'Bonus' | 'B31/300' | '300' | '480' | '30' | '31' | 'Het Hogeland' | 'Groningen' | '53.33302119' | '6.5030967689' | '02-01-1996' | ''
''468' | '691' | Winkelsterlaan' | 'Winkelsterlaan' | 'Bonus' | 'B33/300' | '300' | '580' | '30' | '33' | 'SÃºdwest-FryslÃ¢n' | 'FryslÃ¢n' | '53.142577753' | '5.4526786146' | '02-01-1996' | ''
''469' | '693' | Witmarsumerweg-1' | 'Witmarsumerweg-1' | 'Bonus' | 'B37/450' | '450' | '820' | '40' | '37' | 'SÃºdwest-FryslÃ¢n' | 'FryslÃ¢n' | '53.067752829' | '5.5002752924' | '02-01-1997' | ''
''470' | '694' | Twilling' | 'Twilling 01' | 'Nordtank' | 'NTK500' | '500' | '830' | '35' | '37' | 'De Fryske Marren' | 'FryslÃ¢n' | '52.861883323' | '5.6662952824' | '02-01-1997' | ''
''470' | '694' | Twilling' | 'Twilling 02' | 'Nordtank' | 'NTK500' | '500' | '830' | '35' | '37' | 'De Fryske Marren' | 'FryslÃ¢n' | '52.85962138' | '5.6651524116' | '02-01-1997' | ''
''472' | '696' | Creilerpad' | 'Creilerpad' | 'Tacke' | 'TW600' | '600' | '1100' | '50' | '43' | 'Noordoostpolder' | 'Flevoland' | '52.779429931' | '5.6297411373' | '02-01-1995' | ''
''473' | '697' | Klutenpad' | 'Klutenpad' | 'Tacke' | 'TW600' | '600' | '1100' | '50' | '43' | 'Noordoostpolder' | 'Flevoland' | '52.754548443' | '5.6238415249' | '02-01-1995' | ''
''473' | '697' | Klutenpad' | 'Klutenpad' | 'Tacke' | 'TW600' | '600' | '1100' | '50' | '43' | 'Noordoostpolder' | 'Flevoland' | '52.754638695' | '5.6144215708' | '02-01-1995' | ''
''474' | '698' | Kleiweg' | 'Kleiweg' | 'Bonus' | 'B44/600' | '600' | '1100' | '40' | '44' | 'Hollands Kroon' | 'Noord-Holland' | '52.875446708' | '4.8292529703' | '02-01-1998' | ''
''476' | '700' | Krimwei' | 'Krimwei' | 'Bonus' | 'B44/600' | '600' | '1000' | '40' | '44' | 'SÃºdwest-FryslÃ¢n' | 'FryslÃ¢n' | '52.97476295' | '5.6733456389' | '02-01-1998' | ''
''479' | '703' | Noordermeerweg' | 'Noordermeerweg' | 'Tacke' | 'TW600' | '600' | '1100' | '50' | '43' | 'Noordoostpolder' | 'Flevoland' | '52.768814764' | '5.6123615' | '02-01-1995' | ''
''480' | '704' | Polenweg' | 'Polenweg' | 'Tacke' | 'TW600' | '600' | '1100' | '50' | '43' | 'Noordoostpolder' | 'Flevoland' | '52.783197939' | '5.7371008079' | '02-01-1995' | ''
''481' | '706' | Witmarsumerweg-2' | 'Witmarsumerweg-2' | 'Bonus' | 'B41/600' | '600' | '900' | '40' | '41' | 'SÃºdwest-FryslÃ¢n' | 'FryslÃ¢n' | '53.071226191' | '5.504640939' | '02-01-1998' | ''
''482' | '707' | Mieddyk 09' | 'Mieddyk 09' | 'Vestas' | 'V52-850 kW' | '850' | '1700' | '44' | '52' | 'Noardeast-FryslÃ¢n' | 'FryslÃ¢n' | '53.345926613' | '5.8986780827' | '02-01-1999' | ''
''483' | '708' | De Marne' | 'De Marne' | 'Siemens' | 'SWT 1.3-62' | '1300' | '2300' | '40' | '62' | 'Het Hogeland' | 'Groningen' | '53.348719' | '6.478635' | '02-01-2000' | ''
''484' | '712' | ECN Petten' | 'ECN Petten' | 'NedWind' | 'NedWind 31' | '250' | '460' | '31' | '31' | 'Schagen' | 'Noord-Holland' | '52.783760222' | '4.6796493573' | '02-01-1995' | ''
''485' | '715' | Kanaaldijk 1121' | 'Kanaaldijk 1121' | 'NedWind' | 'NedWind 31' | '250' | '400' | '31' | '31' | 'Landsmeer' | 'Noord-Holland' | '52.421496355' | '4.9469260049' | '02-01-1995' | ''
''486' | '716' | Stadhoudersweg 73' | 'Stadhoudersweg 73' | 'Bonus' | 'B41/600' | '600' | '900' | '35' | '41' | 'Waadhoeke' | 'FryslÃ¢n' | '53.285556161' | '5.6538142854' | '02-01-1998' | ''
''487' | '717' | Westerwirdsleane 6' | 'Westerwirdsleane 6' | 'Bonus' | 'B31/250' | '250' | '0' | '30' | '31' | 'Waadhoeke' | 'FryslÃ¢n' | '53.226230915' | '5.6963318209' | '02-01-1995' | ''
''488' | '718' | Kleasterdyk 2' | 'Kleasterdyk 2' | 'Bonus' | 'B41/600' | '600' | '900' | '35' | '41' | 'SÃºdwest-FryslÃ¢n' | 'FryslÃ¢n' | '53.114543727' | '5.6761347428' | '02-01-1997' | ''
''489' | '720' | Dyksterhuzen 1' | 'Dyksterhuzen 1' | 'Bonus' | 'B31/300' | '300' | '490' | '30' | '31' | 'Waadhoeke' | 'FryslÃ¢n' | '53.235478217' | '5.7194320095' | '02-01-1996' | ''
''490' | '721' | Britsum' | 'Britsum' | 'Bonus' | 'B31/300' | '300' | '480' | '30' | '31' | 'Leeuwarden' | 'FryslÃ¢n' | '53.249514516' | '5.8155714737' | '02-01-1996' | ''
''491' | '722' | Bedrijventerrein Grandijk' | 'Bedrijventerrein Grandijk' | 'Bonus' | 'B31/300' | '300' | '510' | '30' | '31' | 'Noardeast-FryslÃ¢n' | 'FryslÃ¢n' | '53.373433516' | '5.891582862' | '02-01-1996' | ''
''492' | '723' | Jutrijp' | 'Jutrijp' | 'Bonus' | 'B31/300' | '300' | '480' | '30' | '31' | 'SÃºdwest-FryslÃ¢n' | 'FryslÃ¢n' | '52.994781' | '5.630092' | '02-01-1996' | ''
''493' | '724' | Nummer (N354)' | 'Nummer (N354)' | 'Bonus' | 'B31/300' | '300' | '470' | '30' | '31' | 'SÃºdwest-FryslÃ¢n' | 'FryslÃ¢n' | '52.954235' | '5.655385' | '02-01-1996' | ''
''494' | '725' | Bokum' | 'Bokum' | 'Bonus' | 'B31/250' | '250' | '0' | '30' | '31' | 'Het Hogeland' | 'Groningen' | '53.399785632' | '6.3908952886' | '02-01-1995' | ''
''495' | '726' | Brongersmaweg 2' | 'Brongersmaweg 2' | 'Bonus' | 'B41/600' | '600' | '830' | '35' | '41' | 'Noardeast-FryslÃ¢n' | 'FryslÃ¢n' | '53.283048061' | '6.1893000641' | '02-01-1997' | ''
''496' | '727' | Leijepoel 5' | 'Leijepoel 5' | 'Bonus' | 'B41/600' | '600' | '840' | '35' | '41' | 'SÃºdwest-FryslÃ¢n' | 'FryslÃ¢n' | '53.002786279' | '5.6933869348' | '02-01-1998' | ''
''497' | '728' | Westerein 33' | 'Westerein 33' | 'Bonus' | 'B41/600' | '600' | '900' | '35' | '41' | 'Waadhoeke' | 'FryslÃ¢n' | '53.165393167' | '5.5835903885' | '02-01-1998' | ''
''498' | '729' | Wartumerweg 6' | 'Wartumerweg 6' | 'Bonus' | 'B41/600' | '600' | '770' | '35' | '41' | 'Delfzijl' | 'Groningen' | '53.293094179' | '7.0188201666' | '02-01-1998' | ''
''499' | '730' | Klapsterweg 92' | 'Klapsterweg 92' | 'Bonus' | 'B41/600' | '600' | '770' | '35' | '41' | 'Delfzijl' | 'Groningen' | '53.283010155' | '7.0234923189' | '02-01-1998' | ''
''500' | '731' | Krabbedijk 2' | 'Krabbedijk 2' | 'Bonus' | 'B31/250' | '250' | '0' | '30' | '31' | 'SÃºdwest-FryslÃ¢n' | 'FryslÃ¢n' | '53.018310441' | '5.4916973113' | '02-01-1995' | ''
''501' | '732' | Harstawei 12' | 'Harstawei 12' | 'Bonus' | 'B31/300' | '300' | '470' | '30' | '31' | 'SÃºdwest-FryslÃ¢n' | 'FryslÃ¢n' | '53.091878907' | '5.7186451687' | '02-01-1996' | ''
''502' | '880' | Leppedyk 57a' | 'Leppedyk opgeschaald' | 'Siemens Gamesa' | 'G52-850' | '850' | '1500' | '44' | '52' | 'Heerenveen' | 'FryslÃ¢n' | '53.067935614' | '5.8212232924' | '02-06-2017' | ''
''503' | '734' | Bredyk' | 'Bredyk' | 'Bonus' | 'B31/300' | '300' | '490' | '30' | '31' | 'Leeuwarden' | 'FryslÃ¢n' | '53.249221855' | '5.7719876016' | '02-01-1996' | ''
''504' | '749' | Terdiek' | 'Terdiek' | 'Enercon' | 'E-70 / 2000' | '2050' | '5100' | '65' | '71' | 'Hollands Kroon' | 'Noord-Holland' | '52.724653064' | '4.8893134867' | '02-12-2012' | ''
''505' | '750' | Peutweg' | 'Peutweg' | 'Lagerwey' | 'LW 18/80' | '80' | '120' | '31' | '18' | 'Barneveld' | 'Gelderland' | '52.159151377' | '5.5670860167' | '02-01-1996' | ''
''506' | '751' | Hesseweg Augsbuurt' | 'Hesseweg Augsbuurt' | 'Bonus' | 'B44/600' | '600' | '1000' | '42' | '44' | 'Noardeast-FryslÃ¢n' | 'FryslÃ¢n' | '53.277492655' | '6.1896315528' | '02-01-1996' | ''
''507' | '752' | Willem Loreweg' | 'Willem Loreweg' | 'Bonus' | 'B33/300' | '300' | '630' | '40' | '33' | 'Noardeast-FryslÃ¢n' | 'FryslÃ¢n' | '53.3063349' | '6.1569545056' | '02-01-1996' | ''
''508' | '754' | Seepmawei' | 'Seepmawei' | 'Bonus' | 'B31/300' | '300' | '510' | '30' | '31' | 'Noardeast-FryslÃ¢n' | 'FryslÃ¢n' | '53.377117049' | '5.9729772045' | '02-01-1995' | ''
''509' | '755' | Stienzer Hegedyk' | 'Stienzer Hegedyk' | 'Bonus' | 'B33/300' | '300' | '640' | '40' | '33' | 'Leeuwarden' | 'FryslÃ¢n' | '53.252783296' | '5.7387279368' | '02-01-1995' | ''
''510' | '756' | De Wiske' | 'De Wiske' | 'Bonus' | 'B31/300' | '300' | '510' | '30' | '31' | 'Waadhoeke' | 'FryslÃ¢n' | '53.141401976' | '5.4992871026' | '02-01-1995' | ''
''511' | '757' | Wolsumerwei' | 'Wolsumerwei' | 'Bonus' | 'B31/300' | '300' | '490' | '30' | '31' | 'SÃºdwest-FryslÃ¢n' | 'FryslÃ¢n' | '53.040442358' | '5.5350172823' | '02-01-1995' | ''
''512' | '758' | Bornego' | 'Bornego' | 'NoName' | 'NoType' | '0' | '0' | '18' | '0' | 'Heerenveen' | 'FryslÃ¢n' | '53.005255114' | '5.8775207362' | '02-01-1990' | ''
''513' | '759' | Uitdammerdijk' | 'Uitdammerdijk' | 'Bouma' | 'Bouma 160 kW' | '160' | '90' | '24' | '20' | 'Amsterdam' | 'Noord-Holland' | '52.381610873' | '5.0042795011' | '02-01-1993' | ''
''514' | '760' | Grevenweg' | 'Grevenweg' | 'Bonus' | 'B33/300' | '300' | '580' | '40' | '33' | 'De Fryske Marren' | 'FryslÃ¢n' | '53.012211989' | '5.8430763265' | '02-01-1995' | ''
''516' | '762' | Eppenhuizerweg' | 'Eppenhuizerweg' | 'Vestas' | 'V52-850 kW' | '850' | '1600' | '40' | '52' | 'Het Hogeland' | 'Groningen' | '53.373707105' | '6.7033378969' | '02-10-2011' | ''
''517' | '763' | Noordpolderweg 3 Westernieland' | 'Noordpolderweg 3 Westernieland' | 'Vestas' | 'V52-850 kW' | '850' | '1600' | '40' | '52' | 'Het Hogeland' | 'Groningen' | '53.409303111' | '6.5029714962' | '02-12-2011' | ''
''518' | '764' | Nieuweweg Marrum' | 'Nieuweweg Marrum' | 'Vestas' | 'V52-850 kW' | '850' | '1700' | '44' | '52' | 'Noardeast-FryslÃ¢n' | 'FryslÃ¢n' | '53.325884537' | '5.812263471' | '02-12-2011' | ''
''519' | '765' | Jannumerwei' | 'Jannumerwei' | 'EWT' | 'DW 54 900 kW' | '900' | '1900' | '44' | '54' | 'Noardeast-FryslÃ¢n' | 'FryslÃ¢n' | '53.314311088' | '5.8935015067' | '02-10-2013' | ''
''520' | '766' | Stationswei Molkwerum' | 'Stationswei Molkwerum' | 'Vestas' | 'V52-850 kW' | '850' | '1600' | '44' | '52' | 'SÃºdwest-FryslÃ¢n' | 'FryslÃ¢n' | '52.906535134' | '5.4221653121' | '02-10-2013' | ''
''521' | '767' | De Rijp Friesland' | 'De Rijp Friesland' | 'NoName' | 'NoType' | '0' | '0' | '20' | '0' | 'Noardeast-FryslÃ¢n' | 'FryslÃ¢n' | '53.344961648' | '5.8413852113' | '02-01-1995' | ''
''522' | '768' | Aldedyk' | 'Aldedyk 13' | 'Vestas' | 'V52-850 kW' | '850' | '1600' | '40' | '52' | 'SÃºdwest-FryslÃ¢n' | 'FryslÃ¢n' | '52.964508335' | '5.4399528864' | '02-10-2013' | ''
''522' | '768' | Aldedyk' | 'Aldedyk 29' | 'Vestas' | 'V52-850 kW' | '850' | '1600' | '40' | '52' | 'SÃºdwest-FryslÃ¢n' | 'FryslÃ¢n' | '52.950832064' | '5.4559605262' | '02-10-2013' | ''
''524' | '770' | Heidenskipsterdijk 07' | 'Heidenskipsterdijk 07' | 'Vestas' | 'V52-850 kW' | '850' | '1600' | '40' | '52' | 'SÃºdwest-FryslÃ¢n' | 'FryslÃ¢n' | '52.973533058' | '5.4675929078' | '02-10-2013' | ''
''525' | '771' | Wiske 7' | 'Wiske 7' | 'Vestas' | 'V52-850 kW' | '850' | '1600' | '40' | '52' | 'SÃºdwest-FryslÃ¢n' | 'FryslÃ¢n' | '52.946226525' | '5.4478006376' | '02-10-2013' | ''
''526' | '772' | Lange Leane' | 'Lange Leane 06' | 'Vestas' | 'V52-850 kW' | '850' | '1700' | '40' | '52' | 'SÃºdwest-FryslÃ¢n' | 'FryslÃ¢n' | '52.961521596' | '5.4250074906' | '02-10-2013' | ''
''527' | '773' | Basal Kiesterzijl' | 'Basal Kiesterzijl' | 'Vestas' | 'V52-850 kW' | '850' | '1700' | '40' | '52' | 'Waadhoeke' | 'FryslÃ¢n' | '53.18109075' | '5.509606106' | '02-12-2011' | ''
''528' | '775' | Drechterland' | 'Drechterland' | 'EWT' | 'DW 54 900 kW' | '900' | '1800' | '44' | '54' | 'Drechterland' | 'Noord-Holland' | '52.655427' | '5.209287' | '02-08-2013' | ''
''529' | '776' | Kahoolsterlaan' | 'Kahoolsterlaan' | 'Bonus' | 'B33/300' | '300' | '580' | '30' | '33' | 'Noardeast-FryslÃ¢n' | 'FryslÃ¢n' | '53.353829126' | '5.8416439702' | '02-01-1997' | ''
''530' | '777' | Roodehaansterweg' | 'Roodehaansterweg' | 'EWT' | 'DW 54 900 kW' | '900' | '1800' | '40' | '54' | 'Het Hogeland' | 'Groningen' | '53.333973997' | '6.4289625919' | '02-03-2014' | ''
''531' | '778' | Knarweg' | 'Knarweg' | 'Vestas' | 'V66-2.0 MW' | '2000' | '2900' | '67' | '66' | 'Zeewolde' | 'Flevoland' | '52.391144201' | '5.5603887637' | '02-01-2009' | ''
''532' | '780' | Pijlstaartweg' | 'Pijlstaartweg' | 'Lagerwey' | 'LW 18/80' | '80' | '130' | '31' | '18' | 'Lelystad' | 'Flevoland' | '52.411167129' | '5.5550439343' | '02-01-1996' | ''
''533' | '781' | Kloosterboer' | 'Kloosterboer' | 'Enercon' | 'E-70 / 2300' | '2300' | '4100' | '64' | '71' | 'Borsele' | 'Zeeland' | '51.478288868' | '3.7077771748' | '02-03-2014' | ''
''534' | '788' | Ronde Venen' | 'Ronde Venen' | 'Lagerwey' | 'LW 18/80' | '80' | '130' | '34' | '18' | 'De Ronde Venen' | 'Utrecht' | '52.22603' | '4.849202' | '02-01-1994' | ''
''535' | '799' | Zeedijk' | 'Zeedijk' | 'Enercon' | 'E-92 / 2300' | '2350' | '6600' | '80' | '92' | 'Borsele' | 'Zeeland' | '51.415367791' | '3.7273914979' | '02-03-2015' | ''
''536' | '800' | Perdok Usquert' | 'Perdok Usquert' | 'EWT' | 'DW 54 900 kW' | '900' | '1800' | '40' | '54' | 'Het Hogeland' | 'Groningen' | '53.410925854' | '6.64377901' | '02-03-2015' | ''
''537' | '801' | Warffumerweg' | 'Warffumerweg' | 'EWT' | 'DW 54 900 kW' | '900' | '1800' | '40' | '54' | 'Het Hogeland' | 'Groningen' | '53.342433024' | '6.5894219123' | '02-01-2015' | ''
''538' | '809' | Coevorden' | 'Coevorden' | 'Vestas' | 'V117-3.3 MW' | '3300' | '9100' | '92' | '117' | 'Coevorden' | 'Drenthe' | '52.634636157' | '6.7196666791' | '02-09-2015' | ''
''539' | '812' | Bedum' | 'Bedum' | 'EWT' | 'DW 54 900 kW' | '900' | '1700' | '40' | '54' | 'Het Hogeland' | 'Groningen' | '53.313862054' | '6.6085518525' | '02-07-2015' | ''
''540' | '820' | Synergieweg' | 'Synergieweg' | 'Vestas' | 'V117-3.45 MW' | '3450' | '0' | '91.5' | '117' | 'Het Hogeland' | 'Groningen' | '53.454241251' | '6.8474570173' | '16-10-2015' | ''
''541' | '821' | Liefting' | 'Liefting' | 'Enercon' | 'E-70 / 2300' | '2300' | '5800' | '85' | '71' | 'Alkmaar' | 'Noord-Holland' | '52.595905387' | '4.753791775' | '02-06-2015' | ''
''542' | '823' | Derde Dijk' | 'Derde Dijk' | 'Enercon' | 'E-82 / 2000' | '2000' | '5700' | '78' | '82' | 'Tholen' | 'Zeeland' | '51.567528016' | '4.0382183141' | '02-09-2015' | ''
''543' | '946' | Estlandweg' | 'Estlandweg' | 'Enercon' | 'E-70 / 2300' | '2300' | '4100' | '64' | '71' | 'Borsele' | 'Zeeland' | '51.47084695' | '3.7236127579' | '16-11-2015' | ''
''544' | '824' | Oosterterpweg 38' | 'Oosterterpweg 38 (2015)' | 'Enercon' | 'E-48 / 800' | '800' | '1800' | '50' | '48' | 'Hollands Kroon' | 'Noord-Holland' | '52.837472942' | '5.0953471505' | '02-06-2015' | ''
''545' | '825' | Noorderdijkerweg 18' | 'Noorderdijkerweg 18 (2015)' | 'Enercon' | 'E-48 / 800' | '800' | '1800' | '50' | '48' | 'Hollands Kroon' | 'Noord-Holland' | '52.874396221' | '5.0870653679' | '02-06-2015' | ''
''546' | '826' | Oosterkwelweg 16' | 'Oosterkwelweg 16 (2015)' | 'Enercon' | 'E-48 / 800' | '800' | '1900' | '50' | '48' | 'Hollands Kroon' | 'Noord-Holland' | '52.883146988' | '5.0556896097' | '02-06-2015' | ''
''547' | '827' | Noorderkwelweg 16' | 'Noorderkwelweg 16 (2015)' | 'Enercon' | 'E-48 / 800' | '800' | '1800' | '50' | '48' | 'Hollands Kroon' | 'Noord-Holland' | '52.876929225' | '5.0527957779' | '02-06-2015' | ''
''548' | '828' | Robbenoordweg 14' | 'Robbenoordweg 14 (2015)' | 'Enercon' | 'E-48 / 800' | '800' | '1800' | '50' | '48' | 'Hollands Kroon' | 'Noord-Holland' | '52.863593386' | '5.0433795795' | '02-06-2015' | ''
''549' | '829' | Schelpenbolweg 2' | 'Schelpenbolweg 2 (2015)' | 'Enercon' | 'E-48 / 800' | '800' | '1800' | '50' | '48' | 'Hollands Kroon' | 'Noord-Holland' | '52.871158098' | '5.018621909' | '02-06-2015' | ''
''550' | '830' | Schelpenbolweg 42' | 'Schelpenbolweg 42 (2015)' | 'Enercon' | 'E-48 / 800' | '800' | '1900' | '50' | '48' | 'Hollands Kroon' | 'Noord-Holland' | '52.876670961' | '4.9732574607' | '02-06-2015' | ''
''551' | '831' | Slootweg 6' | 'Slootweg 6 (2015)' | 'Enercon' | 'E-48 / 800' | '800' | '1900' | '50' | '48' | 'Hollands Kroon' | 'Noord-Holland' | '52.862313757' | '4.9589308517' | '02-06-2015' | ''
''552' | '832' | Westerterpweg 38' | 'Westerterpweg 38 (2015)' | 'Enercon' | 'E-48 / 800' | '800' | '1800' | '50' | '48' | 'Hollands Kroon' | 'Noord-Holland' | '52.847021563' | '4.980351222' | '02-06-2015' | ''
''553' | '833' | Wierweg 12' | 'Wierweg 12 (2015)' | 'Enercon' | 'E-48 / 800' | '800' | '1800' | '50' | '48' | 'Hollands Kroon' | 'Noord-Holland' | '52.85857297' | '4.9975854218' | '02-06-2015' | ''
''554' | '834' | Flevoweg 1' | 'Flevoweg 1 (2015)' | 'Enercon' | 'E-48 / 800' | '800' | '1800' | '50' | '48' | 'Hollands Kroon' | 'Noord-Holland' | '52.818085336' | '5.0193654927' | '02-06-2015' | ''
''555' | '835' | Hoornseweg 14' | 'Hoornseweg 14 (2015)' | 'Enercon' | 'E-48 / 800' | '800' | '1800' | '50' | '48' | 'Hollands Kroon' | 'Noord-Holland' | '52.817475456' | '5.0139712729' | '02-06-2015' | ''
''556' | '837' | Oudelanderweg' | 'Oudelanderweg 42 (2015)' | 'Enercon' | 'E-48 / 800' | '800' | '1800' | '50' | '48' | 'Hollands Kroon' | 'Noord-Holland' | '52.771092679' | '4.9883463865' | '02-06-2015' | ''
''556' | '837' | Oudelanderweg' | 'Oudelanderweg 29 (2015)' | 'Enercon' | 'E-48 / 800' | '800' | '1800' | '50' | '48' | 'Hollands Kroon' | 'Noord-Holland' | '52.766841701' | '5.0075424526' | '02-06-2015' | ''
''556' | '837' | Oudelanderweg' | 'Oudelanderweg 44 (2015)' | 'Enercon' | 'E-48 / 800' | '800' | '1800' | '50' | '48' | 'Hollands Kroon' | 'Noord-Holland' | '52.771285686' | '4.97899463' | '02-06-2015' | ''
''558' | '838' | Oosterterpweg 12' | 'Oosterterpweg 12 (2015)' | 'Enercon' | 'E-48 / 800' | '800' | '1800' | '50' | '48' | 'Hollands Kroon' | 'Noord-Holland' | '52.840676053' | '5.0428621576' | '02-06-2015' | ''
''559' | '839' | Medemblikkerweg 17' | 'Medemblikkerweg 17 (2015)' | 'Enercon' | 'E-48 / 800' | '800' | '1800' | '50' | '48' | 'Hollands Kroon' | 'Noord-Holland' | '52.815398267' | '5.0342207196' | '02-06-2015' | ''
''560' | '840' | Medemblikkerweg 29' | 'Medemblikkerweg 29 (2015)' | 'Enercon' | 'E-48 / 800' | '800' | '1800' | '50' | '48' | 'Hollands Kroon' | 'Noord-Holland' | '52.796544045' | '5.0561227583' | '02-06-2015' | ''
''562' | '842' | Oosterterpweg 24' | 'Oosterterpweg 24 (2015)' | 'Enercon' | 'E-48 / 800' | '800' | '1800' | '50' | '48' | 'Hollands Kroon' | 'Noord-Holland' | '52.839715522' | '5.065784035' | '02-06-2015' | ''
''563' | '848' | IFF' | 'IFF' | 'Nordex' | 'N117/2400' | '2400' | '7800' | '91' | '117' | 'Tilburg' | 'Noord-Brabant' | '51.586050273' | '5.0496213304' | '02-06-2016' | ''
''564' | '849' | Elho' | 'Elho' | 'Nordex' | 'N100/2500' | '2500' | '6300' | '75' | '100' | 'Tilburg' | 'Noord-Brabant' | '51.60416199' | '5.0001483667' | '16-07-2016' | ''
''565' | '854' | Kralingseveer' | 'Kralingseveer' | 'Enercon' | 'E-101 / 3000' | '3000' | '8100' | '99' | '101' | 'Capelle aan den IJssel' | 'Zuid-Holland' | '51.909132265' | '4.5408585725' | '02-10-2016' | ''
''566' | '864' | Friese Straatweg 17 Burum' | 'Friese Straatweg 17 Burum' | 'Enercon' | 'E-44 / 900' | '900' | '1400' | '45' | '44' | 'Noardeast-FryslÃ¢n' | 'FryslÃ¢n' | '53.265556572' | '6.2139143856' | '02-03-2016' | ''
''567' | '865' | Sudhoeke 3 Wommels' | 'Sudhoeke 3 Wommels' | 'Vestas' | 'V52-850 kW' | '850' | '1600' | '40' | '52' | 'SÃºdwest-FryslÃ¢n' | 'FryslÃ¢n' | '53.096215517' | '5.5918459236' | '02-01-2014' | ''
''568' | '866' | Tichelwurk' | 'Tichelwurk 15 Dronryp' | 'EWT' | 'DW 54 900 kW' | '900' | '1800' | '40' | '54' | 'Waadhoeke' | 'FryslÃ¢n' | '53.193825488' | '5.6271246442' | '02-11-2015' | ''
''569' | '867' | Swingmalaan' | 'Swingmalaan 2' | 'Enercon' | 'E-44 / 900' | '900' | '1700' | '45' | '44' | 'Harlingen' | 'FryslÃ¢n' | '53.196201367' | '5.4405053372' | '02-09-2014' | ''
''570' | '869' | De Haagse Molen' | 'De Haagse Molen' | 'Vestas' | 'V112-3.3 MW' | '3300' | '10500' | '94' | '112' | 's-Gravenhage' | 'Zuid-Holland' | '52.071073463' | '4.3864243513' | '02-12-2016' | ''
''571' | '870' | Noordpolderweg 6 Westernieland' | 'Noordpolderweg 6 Westernieland' | 'Vestas' | 'V52-850 kW' | '850' | '1700' | '40' | '52' | 'Het Hogeland' | 'Groningen' | '53.413585663' | '6.4975330077' | '02-11-2016' | ''
''572' | '871' | Spijkster Oudedijk 4' | 'Spijkster Oudedijk 4 Spijk' | 'EWT' | 'DW 54 900 kW' | '900' | '1800' | '40' | '54' | 'Delfzijl' | 'Groningen' | '53.398040358' | '6.8108012974' | '02-08-2016' | ''
''573' | '872' | Ommelanderweg 28 Hornhuizen' | 'Ommelanderweg 28 Hornhuizen' | 'EWT' | 'DW 54 900 kW' | '900' | '1800' | '40' | '54' | 'Het Hogeland' | 'Groningen' | '53.384562316' | '6.3300018235' | '02-08-2016' | ''
''574' | '873' | 2-B' | '2-B Energy' | '2-B Energy' | '2B6' | '6150' | '0' | '105' | '140' | 'Het Hogeland' | 'Groningen' | '53.45514858' | '6.800771578' | '02-03-2016' | ''
''575' | '874' | Oude Prov. Weg 4 Nieuwe Niedorp' | 'Oude Prov. Weg 4 Nieuwe Niedorp' | 'EWT' | 'DW 52 900 kW' | '900' | '1700' | '35' | '52' | 'Hollands Kroon' | 'Noord-Holland' | '52.745620819' | '4.916117034' | '02-01-2016' | ''
''576' | '875' | Zuiderkruisweg Leeuwarden' | 'Zuiderkruisweg 27' | 'Enercon' | 'E-53 / 800' | '800' | '1700' | '40' | '53' | 'Leeuwarden' | 'FryslÃ¢n' | '53.195403123' | '5.8563627461' | '02-06-2016' | ''
''577' | '876' | Bredeweg 7 Bierum' | 'Bredeweg 7 Bierum' | 'EWT' | 'DW 54 900 kW' | '900' | '1700' | '40' | '54' | 'Delfzijl' | 'Groningen' | '53.388936742' | '6.8681779688' | '02-06-2016' | ''
''578' | '877' | Oostelijke Industrieweg 22 Franeker' | 'Oostelijke Industrieweg 22 Franeker' | 'Vestas' | 'V52-850 kW' | '850' | '1700' | '40' | '52' | 'Waadhoeke' | 'FryslÃ¢n' | '53.180870464' | '5.5637370999' | '02-06-2016' | ''
''579' | '878' | Oosterlaan 6 Schraard' | 'Oosterlaan 6 Schraard' | 'EWT' | 'DW 54 900 kW' | '900' | '1900' | '40' | '54' | 'SÃºdwest-FryslÃ¢n' | 'FryslÃ¢n' | '53.077901448' | '5.4614445587' | '02-06-2016' | ''
''581' | '845' | Gemini' | 'Gemini Buitengaats 19' | 'Siemens' | 'SWT 4.0-130' | '4000' | '19900' | '90' | '130' | 'Offshore' | 'Offshore' | '54.039634337' | '6.0226969925' | '02-03-2016' | ''
''581' | '845' | Gemini' | 'Gemini Buitengaats 32' | 'Siemens' | 'SWT 4.0-130' | '4000' | '19900' | '90' | '130' | 'Offshore' | 'Offshore' | '54.036922963' | '6.0377184828' | '02-03-2016' | ''
''581' | '845' | Gemini' | 'Gemini Buitengaats 31' | 'Siemens' | 'SWT 4.0-130' | '4000' | '19900' | '90' | '130' | 'Offshore' | 'Offshore' | '54.043149495' | '6.0340904012' | '02-03-2016' | ''
''581' | '845' | Gemini' | 'Gemini Buitengaats 20' | 'Siemens' | 'SWT 4.0-130' | '4000' | '19900' | '90' | '130' | 'Offshore' | 'Offshore' | '54.034047713' | '6.0259851795' | '02-03-2016' | ''
''581' | '845' | Gemini' | 'Gemini Buitengaats 43' | 'Siemens' | 'SWT 4.0-130' | '4000' | '19900' | '90' | '130' | 'Offshore' | 'Offshore' | '54.046256409' | '6.0460288562' | '02-03-2016' | ''
''581' | '845' | Gemini' | 'Gemini Buitengaats 44' | 'Siemens' | 'SWT 4.0-130' | '4000' | '19900' | '90' | '130' | 'Offshore' | 'Offshore' | '54.040453105' | '6.0494026401' | '02-03-2016' | ''
''581' | '845' | Gemini' | 'Gemini Buitengaats 45' | 'Siemens' | 'SWT 4.0-130' | '4000' | '19900' | '90' | '130' | 'Offshore' | 'Offshore' | '54.034685873' | '6.0527302897' | '02-03-2016' | ''
''581' | '845' | Gemini' | 'Gemini Buitengaats 33' | 'Siemens' | 'SWT 4.0-130' | '4000' | '19900' | '90' | '130' | 'Offshore' | 'Offshore' | '54.030732236' | '6.0413460541' | '02-03-2016' | ''
''581' | '845' | Gemini' | 'Gemini Buitengaats 42' | 'Siemens' | 'SWT 4.0-130' | '4000' | '19900' | '90' | '130' | 'Offshore' | 'Offshore' | '54.052112675' | '6.0428076346' | '02-03-2016' | ''
''581' | '845' | Gemini' | 'Gemini Buitengaats 30' | 'Siemens' | 'SWT 4.0-130' | '4000' | '19900' | '90' | '130' | 'Offshore' | 'Offshore' | '54.049401801' | '6.0306600952' | '02-03-2016' | ''
''581' | '845' | Gemini' | 'Gemini Buitengaats 18' | 'Siemens' | 'SWT 4.0-130' | '4000' | '19900' | '90' | '130' | 'Offshore' | 'Offshore' | '54.045212275' | '6.0193314893' | '02-03-2016' | ''
''581' | '845' | Gemini' | 'Gemini Buitengaats 54' | 'Siemens' | 'SWT 4.0-130' | '4000' | '19900' | '90' | '130' | 'Offshore' | 'Offshore' | '54.057004278' | '6.0534797754' | '02-03-2016' | ''
''581' | '845' | Gemini' | 'Gemini Buitengaats 55' | 'Siemens' | 'SWT 4.0-130' | '4000' | '19900' | '90' | '130' | 'Offshore' | 'Offshore' | '54.050569865' | '6.0572402692' | '02-03-2016' | ''
''581' | '845' | Gemini' | 'Gemini Buitengaats 56' | 'Siemens' | 'SWT 4.0-130' | '4000' | '19900' | '90' | '130' | 'Offshore' | 'Offshore' | '54.044199546' | '6.0607564308' | '02-03-2016' | ''
''581' | '845' | Gemini' | 'Gemini Buitengaats 57' | 'Siemens' | 'SWT 4.0-130' | '4000' | '19900' | '90' | '130' | 'Offshore' | 'Offshore' | '54.037754873' | '6.0646976524' | '02-03-2016' | ''
''581' | '845' | Gemini' | 'Gemini Buitengaats 58' | 'Siemens' | 'SWT 4.0-130' | '4000' | '19900' | '90' | '130' | 'Offshore' | 'Offshore' | '54.031348035' | '6.0682720763' | '02-03-2016' | ''
''581' | '845' | Gemini' | 'Gemini Buitengaats 46' | 'Siemens' | 'SWT 4.0-130' | '4000' | '19900' | '90' | '130' | 'Offshore' | 'Offshore' | '54.028873374' | '6.0561020898' | '02-03-2016' | ''
''581' | '845' | Gemini' | 'Gemini Buitengaats 34' | 'Siemens' | 'SWT 4.0-130' | '4000' | '19900' | '90' | '130' | 'Offshore' | 'Offshore' | '54.02451386' | '6.0450789288' | '02-03-2016' | ''
''581' | '845' | Gemini' | 'Gemini Buitengaats 21' | 'Siemens' | 'SWT 4.0-130' | '4000' | '19900' | '90' | '130' | 'Offshore' | 'Offshore' | '54.028479273' | '6.029211746' | '02-03-2016' | ''
''581' | '845' | Gemini' | 'Gemini Buitengaats 22' | 'Siemens' | 'SWT 4.0-130' | '4000' | '19900' | '90' | '130' | 'Offshore' | 'Offshore' | '54.022820185' | '6.032573379' | '02-03-2016' | ''
''581' | '845' | Gemini' | 'Gemini Buitengaats 41' | 'Siemens' | 'SWT 4.0-130' | '4000' | '19900' | '90' | '130' | 'Offshore' | 'Offshore' | '54.057844648' | '6.0392934994' | '02-03-2016' | ''
''581' | '845' | Gemini' | 'Gemini Buitengaats 60' | 'Siemens' | 'SWT 4.0-130' | '4000' | '19900' | '90' | '130' | 'Offshore' | 'Offshore' | '54.018577177' | '6.0757234672' | '02-03-2016' | ''
''581' | '845' | Gemini' | 'Gemini Buitengaats 36' | 'Siemens' | 'SWT 4.0-130' | '4000' | '19900' | '90' | '130' | 'Offshore' | 'Offshore' | '54.012176608' | '6.0523446898' | '02-03-2016' | ''
''581' | '845' | Gemini' | 'Gemini Buitengaats 23' | 'Siemens' | 'SWT 4.0-130' | '4000' | '19900' | '90' | '130' | 'Offshore' | 'Offshore' | '54.017198709' | '6.0355991135' | '02-03-2016' | ''
''581' | '845' | Gemini' | 'Gemini Buitengaats 16' | 'Siemens' | 'SWT 4.0-130' | '4000' | '19900' | '90' | '130' | 'Offshore' | 'Offshore' | '54.056313232' | '6.012734418' | '02-03-2016' | ''
''581' | '845' | Gemini' | 'Gemini Buitengaats 35' | 'Siemens' | 'SWT 4.0-130' | '4000' | '19900' | '90' | '130' | 'Offshore' | 'Offshore' | '54.018260255' | '6.048657616' | '02-03-2016' | ''
''581' | '845' | Gemini' | 'Gemini Buitengaats 48' | 'Siemens' | 'SWT 4.0-130' | '4000' | '19900' | '90' | '130' | 'Offshore' | 'Offshore' | '54.017382957' | '6.0628145655' | '02-03-2016' | ''
''581' | '845' | Gemini' | 'Gemini Buitengaats 29' | 'Siemens' | 'SWT 4.0-130' | '4000' | '19900' | '90' | '130' | 'Offshore' | 'Offshore' | '54.055682144' | '6.0270001895' | '02-03-2016' | ''
''581' | '845' | Gemini' | 'Gemini Buitengaats 17' | 'Siemens' | 'SWT 4.0-130' | '4000' | '19900' | '90' | '130' | 'Offshore' | 'Offshore' | '54.050861253' | '6.0161035518' | '02-03-2016' | ''
''581' | '845' | Gemini' | 'Gemini Buitengaats 47' | 'Siemens' | 'SWT 4.0-130' | '4000' | '19900' | '90' | '130' | 'Offshore' | 'Offshore' | '54.023159572' | '6.0594745387' | '02-03-2016' | ''
''581' | '845' | Gemini' | 'Gemini Buitengaats 59' | 'Siemens' | 'SWT 4.0-130' | '4000' | '19900' | '90' | '130' | 'Offshore' | 'Offshore' | '54.025012331' | '6.0719533706' | '02-03-2016' | ''
''581' | '845' | Gemini' | 'Gemini Buitengaats 28' | 'Siemens' | 'SWT 4.0-130' | '4000' | '19900' | '90' | '130' | 'Offshore' | 'Offshore' | '54.061782399' | '6.0233975578' | '02-03-2016' | ''
''581' | '845' | Gemini' | 'Gemini Buitengaats 40' | 'Siemens' | 'SWT 4.0-130' | '4000' | '19900' | '90' | '130' | 'Offshore' | 'Offshore' | '54.063701929' | '6.0358414241' | '02-03-2016' | ''
''581' | '845' | Gemini' | 'Gemini Buitengaats 53' | 'Siemens' | 'SWT 4.0-130' | '4000' | '19900' | '90' | '130' | 'Offshore' | 'Offshore' | '54.063384582' | '6.0497325585' | '02-03-2016' | ''
''581' | '845' | Gemini' | 'Gemini Buitengaats 52' | 'Siemens' | 'SWT 4.0-130' | '4000' | '19900' | '90' | '130' | 'Offshore' | 'Offshore' | '54.069853831' | '6.0461230581' | '02-03-2016' | ''
''581' | '845' | Gemini' | 'Gemini Buitengaats 39' | 'Siemens' | 'SWT 4.0-130' | '4000' | '19900' | '90' | '130' | 'Offshore' | 'Offshore' | '54.069467982' | '6.0326313569' | '02-03-2016' | ''
''581' | '845' | Gemini' | 'Gemini Buitengaats 15' | 'Siemens' | 'SWT 4.0-130' | '4000' | '19900' | '90' | '130' | 'Offshore' | 'Offshore' | '54.061960994' | '6.0097032436' | '02-03-2016' | ''
''581' | '845' | Gemini' | 'Gemini Buitengaats 27' | 'Siemens' | 'SWT 4.0-130' | '4000' | '19900' | '90' | '130' | 'Offshore' | 'Offshore' | '54.068008599' | '6.0197346917' | '02-03-2016' | ''
''581' | '845' | Gemini' | 'Gemini Buitengaats 14' | 'Siemens' | 'SWT 4.0-130' | '4000' | '19900' | '90' | '130' | 'Offshore' | 'Offshore' | '54.067682855' | '6.0062141947' | '02-03-2016' | ''
''581' | '845' | Gemini' | 'Gemini Buitengaats 49' | 'Siemens' | 'SWT 4.0-130' | '4000' | '19900' | '90' | '130' | 'Offshore' | 'Offshore' | '54.01165996' | '6.0661850489' | '02-03-2016' | ''
''581' | '845' | Gemini' | 'Gemini Buitengaats 61' | 'Siemens' | 'SWT 4.0-130' | '4000' | '19900' | '90' | '130' | 'Offshore' | 'Offshore' | '54.012187061' | '6.0794474036' | '02-03-2016' | ''
''581' | '845' | Gemini' | 'Gemini Buitengaats 72' | 'Siemens' | 'SWT 4.0-130' | '4000' | '19900' | '90' | '130' | 'Offshore' | 'Offshore' | '54.023555359' | '6.0864686702' | '02-03-2016' | ''
''581' | '845' | Gemini' | 'Gemini Buitengaats 69' | 'Siemens' | 'SWT 4.0-130' | '4000' | '19900' | '90' | '130' | 'Offshore' | 'Offshore' | '54.04130263' | '6.0759877945' | '02-03-2016' | ''
''581' | '845' | Gemini' | 'Gemini Buitengaats 71' | 'Siemens' | 'SWT 4.0-130' | '4000' | '19900' | '90' | '130' | 'Offshore' | 'Offshore' | '54.029594394' | '6.0829068489' | '02-03-2016' | ''
''581' | '845' | Gemini' | 'Gemini Buitengaats 67' | 'Siemens' | 'SWT 4.0-130' | '4000' | '19900' | '90' | '130' | 'Offshore' | 'Offshore' | '54.053270127' | '6.0692065127' | '02-03-2016' | ''
''581' | '845' | Gemini' | 'Gemini Buitengaats 73' | 'Siemens' | 'SWT 4.0-130' | '4000' | '19900' | '90' | '130' | 'Offshore' | 'Offshore' | '54.01758912' | '6.0898476442' | '02-03-2016' | ''
''581' | '845' | Gemini' | 'Gemini Buitengaats 24' | 'Siemens' | 'SWT 4.0-130' | '4000' | '19900' | '90' | '130' | 'Offshore' | 'Offshore' | '54.011665169' | '6.0389609397' | '02-03-2016' | ''
''581' | '845' | Gemini' | 'Gemini Buitengaats 68' | 'Siemens' | 'SWT 4.0-130' | '4000' | '19900' | '90' | '130' | 'Offshore' | 'Offshore' | '54.047376125' | '6.0726219886' | '02-03-2016' | ''
''581' | '845' | Gemini' | 'Gemini Buitengaats 70' | 'Siemens' | 'SWT 4.0-130' | '4000' | '19900' | '90' | '130' | 'Offshore' | 'Offshore' | '54.035443035' | '6.0796308329' | '02-03-2016' | ''
''581' | '845' | Gemini' | 'Gemini Buitengaats 66' | 'Siemens' | 'SWT 4.0-130' | '4000' | '19900' | '90' | '130' | 'Offshore' | 'Offshore' | '54.05920944' | '6.065699203' | '02-03-2016' | ''
''581' | '845' | Gemini' | 'Gemini Buitengaats 65' | 'Siemens' | 'SWT 4.0-130' | '4000' | '19900' | '90' | '130' | 'Offshore' | 'Offshore' | '54.065192616' | '6.0623595941' | '02-03-2016' | ''
''581' | '845' | Gemini' | 'Gemini Buitengaats 64' | 'Siemens' | 'SWT 4.0-130' | '4000' | '19900' | '90' | '130' | 'Offshore' | 'Offshore' | '54.071149413' | '6.0588964353' | '02-03-2016' | ''
''581' | '845' | Gemini' | 'Gemini Buitengaats 63' | 'Siemens' | 'SWT 4.0-130' | '4000' | '19900' | '90' | '130' | 'Offshore' | 'Offshore' | '54.077159487' | '6.0555247998' | '02-03-2016' | ''
''581' | '845' | Gemini' | 'Gemini Buitengaats 51' | 'Siemens' | 'SWT 4.0-130' | '4000' | '19900' | '90' | '130' | 'Offshore' | 'Offshore' | '54.076223659' | '6.0426025575' | '02-03-2016' | ''
''581' | '845' | Gemini' | 'Gemini Buitengaats 38' | 'Siemens' | 'SWT 4.0-130' | '4000' | '19900' | '90' | '130' | 'Offshore' | 'Offshore' | '54.07520844' | '6.0291450818' | '02-03-2016' | ''
''581' | '845' | Gemini' | 'Gemini Buitengaats 26' | 'Siemens' | 'SWT 4.0-130' | '4000' | '19900' | '90' | '130' | 'Offshore' | 'Offshore' | '54.074260672' | '6.0162544255' | '02-03-2016' | ''
''581' | '845' | Gemini' | 'Gemini Buitengaats 13' | 'Siemens' | 'SWT 4.0-130' | '4000' | '19900' | '90' | '130' | 'Offshore' | 'Offshore' | '54.073195543' | '6.0032099083' | '02-03-2016' | ''
''581' | '845' | Gemini' | 'Gemini Buitengaats 01' | 'Siemens' | 'SWT 4.0-130' | '4000' | '19900' | '90' | '130' | 'Offshore' | 'Offshore' | '54.072220425' | '5.9898466112' | '02-03-2016' | ''
''581' | '845' | Gemini' | 'Gemini Buitengaats 02' | 'Siemens' | 'SWT 4.0-130' | '4000' | '19900' | '90' | '130' | 'Offshore' | 'Offshore' | '54.066202631' | '5.9933339926' | '02-03-2016' | ''
''581' | '845' | Gemini' | 'Gemini Buitengaats 03' | 'Siemens' | 'SWT 4.0-130' | '4000' | '19900' | '90' | '130' | 'Offshore' | 'Offshore' | '54.060192481' | '5.9970647993' | '02-03-2016' | ''
''581' | '845' | Gemini' | 'Gemini Buitengaats 04' | 'Siemens' | 'SWT 4.0-130' | '4000' | '19900' | '90' | '130' | 'Offshore' | 'Offshore' | '54.054183817' | '6.0004739623' | '02-03-2016' | ''
''581' | '845' | Gemini' | 'Gemini Buitengaats 05' | 'Siemens' | 'SWT 4.0-130' | '4000' | '19900' | '90' | '130' | 'Offshore' | 'Offshore' | '54.048146549' | '6.0041870352' | '02-03-2016' | ''
''581' | '845' | Gemini' | 'Gemini Buitengaats 06' | 'Siemens' | 'SWT 4.0-130' | '4000' | '19900' | '90' | '130' | 'Offshore' | 'Offshore' | '54.042137267' | '6.0076705226' | '02-03-2016' | ''
''581' | '845' | Gemini' | 'Gemini Buitengaats 07' | 'Siemens' | 'SWT 4.0-130' | '4000' | '19900' | '90' | '130' | 'Offshore' | 'Offshore' | '54.03612787' | '6.0111530204' | '02-03-2016' | ''
''581' | '845' | Gemini' | 'Gemini Buitengaats 08' | 'Siemens' | 'SWT 4.0-130' | '4000' | '19900' | '90' | '130' | 'Offshore' | 'Offshore' | '54.030117571' | '6.0147870999' | '02-03-2016' | ''
''581' | '845' | Gemini' | 'Gemini Buitengaats 09' | 'Siemens' | 'SWT 4.0-130' | '4000' | '19900' | '90' | '130' | 'Offshore' | 'Offshore' | '54.024181144' | '6.018009339' | '02-03-2016' | ''
''581' | '845' | Gemini' | 'Gemini Buitengaats 10' | 'Siemens' | 'SWT 4.0-130' | '4000' | '19900' | '90' | '130' | 'Offshore' | 'Offshore' | '54.018171407' | '6.0214888914' | '02-03-2016' | ''
''581' | '845' | Gemini' | 'Gemini Buitengaats 11' | 'Siemens' | 'SWT 4.0-130' | '4000' | '19900' | '90' | '130' | 'Offshore' | 'Offshore' | '54.011963066' | '6.0251322245' | '02-03-2016' | ''
''581' | '845' | Gemini' | 'Gemini Buitengaats 12' | 'Siemens' | 'SWT 4.0-130' | '4000' | '19900' | '90' | '130' | 'Offshore' | 'Offshore' | '54.006141724' | '6.0286126291' | '02-03-2016' | ''
''581' | '845' | Gemini' | 'Gemini Buitengaats 25' | 'Siemens' | 'SWT 4.0-130' | '4000' | '19900' | '90' | '130' | 'Offshore' | 'Offshore' | '54.006033459' | '6.0421831183' | '02-03-2016' | ''
''581' | '845' | Gemini' | 'Gemini Buitengaats 37' | 'Siemens' | 'SWT 4.0-130' | '4000' | '19900' | '90' | '130' | 'Offshore' | 'Offshore' | '54.005932075' | '6.0558604109' | '02-03-2016' | ''
''581' | '845' | Gemini' | 'Gemini Buitengaats 50' | 'Siemens' | 'SWT 4.0-130' | '4000' | '19900' | '90' | '130' | 'Offshore' | 'Offshore' | '54.005891688' | '6.0695996398' | '02-03-2016' | ''
''581' | '845' | Gemini' | 'Gemini Buitengaats 62' | 'Siemens' | 'SWT 4.0-130' | '4000' | '19900' | '90' | '130' | 'Offshore' | 'Offshore' | '54.005788444' | '6.0830633313' | '02-03-2016' | ''
''581' | '845' | Gemini' | 'Gemini Buitengaats 74' | 'Siemens' | 'SWT 4.0-130' | '4000' | '19900' | '90' | '130' | 'Offshore' | 'Offshore' | '54.01161326' | '6.0933170172' | '02-03-2016' | ''
''581' | '845' | Gemini' | 'Gemini Buitengaats 75' | 'Siemens' | 'SWT 4.0-130' | '4000' | '19900' | '90' | '130' | 'Offshore' | 'Offshore' | '54.005799678' | '6.0966661451' | '02-03-2016' | ''
''581' | '850' | Gemini' | 'Gemini ZeeEnergie 15' | 'Siemens' | 'SWT 4.0-130' | '4000' | '19900' | '90' | '130' | 'Offshore' | 'Offshore' | '54.043977072' | '5.8483805491' | '02-07-2016' | ''
''581' | '850' | Gemini' | 'Gemini ZeeEnergie 16' | 'Siemens' | 'SWT 4.0-130' | '4000' | '19900' | '90' | '130' | 'Offshore' | 'Offshore' | '54.038628392' | '5.8541212695' | '02-07-2016' | ''
''581' | '850' | Gemini' | 'Gemini ZeeEnergie 17' | 'Siemens' | 'SWT 4.0-130' | '4000' | '19900' | '90' | '130' | 'Offshore' | 'Offshore' | '54.033408109' | '5.8614184241' | '02-07-2016' | ''
''581' | '850' | Gemini' | 'Gemini ZeeEnergie 25' | 'Siemens' | 'SWT 4.0-130' | '4000' | '19900' | '90' | '130' | 'Offshore' | 'Offshore' | '54.051340985' | '5.8559413681' | '02-07-2016' | ''
''581' | '850' | Gemini' | 'Gemini ZeeEnergie 26' | 'Siemens' | 'SWT 4.0-130' | '4000' | '19900' | '90' | '130' | 'Offshore' | 'Offshore' | '54.046345074' | '5.8609686973' | '02-07-2016' | ''
''581' | '850' | Gemini' | 'Gemini ZeeEnergie 27' | 'Siemens' | 'SWT 4.0-130' | '4000' | '19900' | '90' | '130' | 'Offshore' | 'Offshore' | '54.041421345' | '5.8658582991' | '02-07-2016' | ''
''581' | '850' | Gemini' | 'Gemini ZeeEnergie 28' | 'Siemens' | 'SWT 4.0-130' | '4000' | '19900' | '90' | '130' | 'Offshore' | 'Offshore' | '54.036497348' | '5.87076202' | '02-07-2016' | ''
''581' | '850' | Gemini' | 'Gemini ZeeEnergie 31' | 'Siemens' | 'SWT 4.0-130' | '4000' | '19900' | '90' | '130' | 'Offshore' | 'Offshore' | '54.052226439' | '5.8706982644' | '02-07-2016' | ''
''581' | '850' | Gemini' | 'Gemini ZeeEnergie 32' | 'Siemens' | 'SWT 4.0-130' | '4000' | '19900' | '90' | '130' | 'Offshore' | 'Offshore' | '54.047276488' | '5.8753123513' | '02-07-2016' | ''
''581' | '850' | Gemini' | 'Gemini ZeeEnergie 33' | 'Siemens' | 'SWT 4.0-130' | '4000' | '19900' | '90' | '130' | 'Offshore' | 'Offshore' | '54.042335952' | '5.879772843' | '02-07-2016' | ''
''581' | '850' | Gemini' | 'Gemini ZeeEnergie 34' | 'Siemens' | 'SWT 4.0-130' | '4000' | '19900' | '90' | '130' | 'Offshore' | 'Offshore' | '54.037098201' | '5.884381395' | '02-07-2016' | ''
''581' | '850' | Gemini' | 'Gemini ZeeEnergie 35' | 'Siemens' | 'SWT 4.0-130' | '4000' | '19900' | '90' | '130' | 'Offshore' | 'Offshore' | '54.031767349' | '5.8809616168' | '02-07-2016' | ''
''581' | '850' | Gemini' | 'Gemini ZeeEnergie 36' | 'Siemens' | 'SWT 4.0-130' | '4000' | '19900' | '90' | '130' | 'Offshore' | 'Offshore' | '54.026771367' | '5.8857395547' | '02-07-2016' | ''
''581' | '850' | Gemini' | 'Gemini ZeeEnergie 37' | 'Siemens' | 'SWT 4.0-130' | '4000' | '19900' | '90' | '130' | 'Offshore' | 'Offshore' | '54.021775756' | '5.8903790732' | '02-07-2016' | ''
''581' | '850' | Gemini' | 'Gemini ZeeEnergie 38' | 'Siemens' | 'SWT 4.0-130' | '4000' | '19900' | '90' | '130' | 'Offshore' | 'Offshore' | '54.016851754' | '5.8950336121' | '02-07-2016' | ''
''581' | '850' | Gemini' | 'Gemini ZeeEnergie 39' | 'Siemens' | 'SWT 4.0-130' | '4000' | '19900' | '90' | '130' | 'Offshore' | 'Offshore' | '54.01178288' | '5.8999140811' | '02-07-2016' | ''
''581' | '850' | Gemini' | 'Gemini ZeeEnergie 43' | 'Siemens' | 'SWT 4.0-130' | '4000' | '19900' | '90' | '130' | 'Offshore' | 'Offshore' | '54.05329842' | '5.8855343338' | '02-07-2016' | ''
''581' | '850' | Gemini' | 'Gemini ZeeEnergie 44' | 'Siemens' | 'SWT 4.0-130' | '4000' | '19900' | '90' | '130' | 'Offshore' | 'Offshore' | '54.048260735' | '5.8895046364' | '02-07-2016' | ''
''581' | '850' | Gemini' | 'Gemini ZeeEnergie 45' | 'Siemens' | 'SWT 4.0-130' | '4000' | '19900' | '90' | '130' | 'Offshore' | 'Offshore' | '54.043132452' | '5.8936255334' | '02-07-2016' | ''
''581' | '850' | Gemini' | 'Gemini ZeeEnergie 46' | 'Siemens' | 'SWT 4.0-130' | '4000' | '19900' | '90' | '130' | 'Offshore' | 'Offshore' | '54.037807047' | '5.8975904351' | '02-07-2016' | ''
''581' | '850' | Gemini' | 'Gemini ZeeEnergie 47' | 'Siemens' | 'SWT 4.0-130' | '4000' | '19900' | '90' | '130' | 'Offshore' | 'Offshore' | '54.032502557' | '5.8965496452' | '02-07-2016' | ''
''581' | '850' | Gemini' | 'Gemini ZeeEnergie 48' | 'Siemens' | 'SWT 4.0-130' | '4000' | '19900' | '90' | '130' | 'Offshore' | 'Offshore' | '54.027275131' | '5.900682205' | '02-07-2016' | ''
''581' | '850' | Gemini' | 'Gemini ZeeEnergie 49' | 'Siemens' | 'SWT 4.0-130' | '4000' | '19900' | '90' | '130' | 'Offshore' | 'Offshore' | '54.022137443' | '5.9047995903' | '02-07-2016' | ''
''581' | '850' | Gemini' | 'Gemini ZeeEnergie 50' | 'Siemens' | 'SWT 4.0-130' | '4000' | '19900' | '90' | '130' | 'Offshore' | 'Offshore' | '54.017098411' | '5.9089171967' | '02-07-2016' | ''
''581' | '850' | Gemini' | 'Gemini ZeeEnergie 51' | 'Siemens' | 'SWT 4.0-130' | '4000' | '19900' | '90' | '130' | 'Offshore' | 'Offshore' | '54.011869148' | '5.9133669862' | '02-07-2016' | ''
''581' | '850' | Gemini' | 'Gemini ZeeEnergie 42' | 'Siemens' | 'SWT 4.0-130' | '4000' | '19900' | '90' | '130' | 'Offshore' | 'Offshore' | '54.058533575' | '5.8815654026' | '02-07-2016' | ''
''581' | '850' | Gemini' | 'Gemini ZeeEnergie 30' | 'Siemens' | 'SWT 4.0-130' | '4000' | '19900' | '90' | '130' | 'Offshore' | 'Offshore' | '54.057363573' | '5.8664058519' | '02-07-2016' | ''
''581' | '850' | Gemini' | 'Gemini ZeeEnergie 24' | 'Siemens' | 'SWT 4.0-130' | '4000' | '19900' | '90' | '130' | 'Offshore' | 'Offshore' | '54.056264762' | '5.8509273242' | '02-07-2016' | ''
''581' | '850' | Gemini' | 'Gemini ZeeEnergie 13' | 'Siemens' | 'SWT 4.0-130' | '4000' | '19900' | '90' | '130' | 'Offshore' | 'Offshore' | '54.054540597' | '5.8364200477' | '02-07-2016' | ''
''581' | '850' | Gemini' | 'Gemini ZeeEnergie 2' | 'Siemens' | 'SWT 4.0-130' | '4000' | '19900' | '90' | '130' | 'Offshore' | 'Offshore' | '54.053247981' | '5.8213230337' | '02-07-2016' | ''
''581' | '850' | Gemini' | 'Gemini ZeeEnergie 3' | 'Siemens' | 'SWT 4.0-130' | '4000' | '19900' | '90' | '130' | 'Offshore' | 'Offshore' | '54.048184994' | '5.827910971' | '02-07-2016' | ''
''581' | '850' | Gemini' | 'Gemini ZeeEnergie 4' | 'Siemens' | 'SWT 4.0-130' | '4000' | '19900' | '90' | '130' | 'Offshore' | 'Offshore' | '54.043113387' | '5.8342988231' | '02-07-2016' | ''
''581' | '850' | Gemini' | 'Gemini ZeeEnergie 5' | 'Siemens' | 'SWT 4.0-130' | '4000' | '19900' | '90' | '130' | 'Offshore' | 'Offshore' | '54.037916535' | '5.8404548824' | '02-07-2016' | ''
''581' | '850' | Gemini' | 'Gemini ZeeEnergie 6' | 'Siemens' | 'SWT 4.0-130' | '4000' | '19900' | '90' | '130' | 'Offshore' | 'Offshore' | '54.032717746' | '5.8470366603' | '02-07-2016' | ''
''581' | '850' | Gemini' | 'Gemini ZeeEnergie 7' | 'Siemens' | 'SWT 4.0-130' | '4000' | '19900' | '90' | '130' | 'Offshore' | 'Offshore' | '54.027654906' | '5.8532063803' | '02-07-2016' | ''
''581' | '850' | Gemini' | 'Gemini ZeeEnergie 8' | 'Siemens' | 'SWT 4.0-130' | '4000' | '19900' | '90' | '130' | 'Offshore' | 'Offshore' | '54.022456237' | '5.8595714223' | '02-07-2016' | ''
''581' | '850' | Gemini' | 'Gemini ZeeEnergie 9' | 'Siemens' | 'SWT 4.0-130' | '4000' | '19900' | '90' | '130' | 'Offshore' | 'Offshore' | '54.017256383' | '5.8661484354' | '02-07-2016' | ''
''581' | '850' | Gemini' | 'Gemini ZeeEnergie 10' | 'Siemens' | 'SWT 4.0-130' | '4000' | '19900' | '90' | '130' | 'Offshore' | 'Offshore' | '54.012056956' | '5.8725255672' | '02-07-2016' | ''
''581' | '850' | Gemini' | 'Gemini ZeeEnergie 11' | 'Siemens' | 'SWT 4.0-130' | '4000' | '19900' | '90' | '130' | 'Offshore' | 'Offshore' | '54.006991119' | '5.8791009363' | '02-07-2016' | ''
''581' | '850' | Gemini' | 'Gemini ZeeEnergie 22' | 'Siemens' | 'SWT 4.0-130' | '4000' | '19900' | '90' | '130' | 'Offshore' | 'Offshore' | '54.006921235' | '5.8917726449' | '02-07-2016' | ''
''581' | '850' | Gemini' | 'Gemini ZeeEnergie 21' | 'Siemens' | 'SWT 4.0-130' | '4000' | '19900' | '90' | '130' | 'Offshore' | 'Offshore' | '54.012199896' | '5.8860401542' | '02-07-2016' | ''
''581' | '850' | Gemini' | 'Gemini ZeeEnergie 20' | 'Siemens' | 'SWT 4.0-130' | '4000' | '19900' | '90' | '130' | 'Offshore' | 'Offshore' | '54.017550137' | '5.8803070706' | '02-07-2016' | ''
''581' | '850' | Gemini' | 'Gemini ZeeEnergie 19' | 'Siemens' | 'SWT 4.0-130' | '4000' | '19900' | '90' | '130' | 'Offshore' | 'Offshore' | '54.022838135' | '5.8743429862' | '02-07-2016' | ''
''581' | '850' | Gemini' | 'Gemini ZeeEnergie 18' | 'Siemens' | 'SWT 4.0-130' | '4000' | '19900' | '90' | '130' | 'Offshore' | 'Offshore' | '54.028124925' | '5.8686062581' | '02-07-2016' | ''
''581' | '850' | Gemini' | 'Gemini ZeeEnergie 40' | 'Siemens' | 'SWT 4.0-130' | '4000' | '19900' | '90' | '130' | 'Offshore' | 'Offshore' | '54.006795097' | '5.9046876286' | '02-07-2016' | ''
''581' | '850' | Gemini' | 'Gemini ZeeEnergie 52' | 'Siemens' | 'SWT 4.0-130' | '4000' | '19900' | '90' | '130' | 'Offshore' | 'Offshore' | '54.006730333' | '5.917633818' | '02-07-2016' | ''
''581' | '850' | Gemini' | 'Gemini ZeeEnergie 1' | 'Siemens' | 'SWT 4.0-130' | '4000' | '19900' | '90' | '130' | 'Offshore' | 'Offshore' | '54.05857109' | '5.814736158' | '02-07-2016' | ''
''581' | '850' | Gemini' | 'Gemini ZeeEnergie 2' | 'Siemens' | 'SWT 4.0-130' | '4000' | '19900' | '90' | '130' | 'Offshore' | 'Offshore' | '54.059825977' | '5.8305521092' | '02-07-2016' | ''
''581' | '850' | Gemini' | 'Gemini ZeeEnergie 14' | 'Siemens' | 'SWT 4.0-130' | '4000' | '19900' | '90' | '130' | 'Offshore' | 'Offshore' | '54.049263964' | '5.8422713484' | '02-07-2016' | ''
''581' | '850' | Gemini' | 'Gemini ZeeEnergie 23' | 'Siemens' | 'SWT 4.0-130' | '4000' | '19900' | '90' | '130' | 'Offshore' | 'Offshore' | '54.061258857' | '5.8462640728' | '02-07-2016' | ''
''581' | '850' | Gemini' | 'Gemini ZeeEnergie 29' | 'Siemens' | 'SWT 4.0-130' | '4000' | '19900' | '90' | '130' | 'Offshore' | 'Offshore' | '54.062492812' | '5.8617916411' | '02-07-2016' | ''
''581' | '850' | Gemini' | 'Gemini ZeeEnergie 41' | 'Siemens' | 'SWT 4.0-130' | '4000' | '19900' | '90' | '130' | 'Offshore' | 'Offshore' | '54.063948235' | '5.8775975785' | '02-07-2016' | ''
''581' | '850' | Gemini' | 'Gemini ZeeEnergie 53' | 'Siemens' | 'SWT 4.0-130' | '4000' | '19900' | '90' | '130' | 'Offshore' | 'Offshore' | '54.065115504' | '5.8930804754' | '02-07-2016' | ''
''581' | '850' | Gemini' | 'Gemini ZeeEnergie 54' | 'Siemens' | 'SWT 4.0-130' | '4000' | '19900' | '90' | '130' | 'Offshore' | 'Offshore' | '54.059224988' | '5.8968727093' | '02-07-2016' | ''
''581' | '850' | Gemini' | 'Gemini ZeeEnergie 55' | 'Siemens' | 'SWT 4.0-130' | '4000' | '19900' | '90' | '130' | 'Offshore' | 'Offshore' | '54.053332277' | '5.9011523896' | '02-07-2016' | ''
''581' | '850' | Gemini' | 'Gemini ZeeEnergie 56' | 'Siemens' | 'SWT 4.0-130' | '4000' | '19900' | '90' | '130' | 'Offshore' | 'Offshore' | '54.047630109' | '5.9049447576' | '02-07-2016' | ''
''581' | '850' | Gemini' | 'Gemini ZeeEnergie 57' | 'Siemens' | 'SWT 4.0-130' | '4000' | '19900' | '90' | '130' | 'Offshore' | 'Offshore' | '54.041639655' | '5.9089004221' | '02-07-2016' | ''
''581' | '850' | Gemini' | 'Gemini ZeeEnergie 58' | 'Siemens' | 'SWT 4.0-130' | '4000' | '19900' | '90' | '130' | 'Offshore' | 'Offshore' | '54.035852266' | '5.9115603805' | '02-07-2016' | ''
''581' | '850' | Gemini' | 'Gemini ZeeEnergie 59' | 'Siemens' | 'SWT 4.0-130' | '4000' | '19900' | '90' | '130' | 'Offshore' | 'Offshore' | '54.029866465' | '5.9143849711' | '02-07-2016' | ''
''581' | '850' | Gemini' | 'Gemini ZeeEnergie 60' | 'Siemens' | 'SWT 4.0-130' | '4000' | '19900' | '90' | '130' | 'Offshore' | 'Offshore' | '54.024163763' | '5.9181887054' | '02-07-2016' | ''
''581' | '850' | Gemini' | 'Gemini ZeeEnergie 61' | 'Siemens' | 'SWT 4.0-130' | '4000' | '19900' | '90' | '130' | 'Offshore' | 'Offshore' | '54.0183705' | '5.9221275525' | '02-07-2016' | ''
''581' | '850' | Gemini' | 'Gemini ZeeEnergie 62' | 'Siemens' | 'SWT 4.0-130' | '4000' | '19900' | '90' | '130' | 'Offshore' | 'Offshore' | '54.012566626' | '5.9264007266' | '02-07-2016' | ''
''581' | '850' | Gemini' | 'Gemini ZeeEnergie 63' | 'Siemens' | 'SWT 4.0-130' | '4000' | '19900' | '90' | '130' | 'Offshore' | 'Offshore' | '54.006773002' | '5.9303526177' | '02-07-2016' | ''
''581' | '850' | Gemini' | 'Gemini ZeeEnergie 64' | 'Siemens' | 'SWT 4.0-130' | '4000' | '19900' | '90' | '130' | 'Offshore' | 'Offshore' | '54.066280803' | '5.9085642229' | '02-07-2016' | ''
''581' | '850' | Gemini' | 'Gemini ZeeEnergie 65' | 'Siemens' | 'SWT 4.0-130' | '4000' | '19900' | '90' | '130' | 'Offshore' | 'Offshore' | '54.060867977' | '5.9118717391' | '02-07-2016' | ''
''581' | '850' | Gemini' | 'Gemini ZeeEnergie 66' | 'Siemens' | 'SWT 4.0-130' | '4000' | '19900' | '90' | '130' | 'Offshore' | 'Offshore' | '54.055645' | '5.9148754404' | '02-07-2016' | ''
''581' | '850' | Gemini' | 'Gemini ZeeEnergie 67' | 'Siemens' | 'SWT 4.0-130' | '4000' | '19900' | '90' | '130' | 'Offshore' | 'Offshore' | '54.050035034' | '5.9180261806' | '02-07-2016' | ''
''581' | '850' | Gemini' | 'Gemini ZeeEnergie 68' | 'Siemens' | 'SWT 4.0-130' | '4000' | '19900' | '90' | '130' | 'Offshore' | 'Offshore' | '54.044721388' | '5.92117984' | '02-07-2016' | ''
''581' | '850' | Gemini' | 'Gemini ZeeEnergie 69' | 'Siemens' | 'SWT 4.0-130' | '4000' | '19900' | '90' | '130' | 'Offshore' | 'Offshore' | '54.039210779' | '5.9241623222' | '02-07-2016' | ''
''581' | '850' | Gemini' | 'Gemini ZeeEnergie 70' | 'Siemens' | 'SWT 4.0-130' | '4000' | '19900' | '90' | '130' | 'Offshore' | 'Offshore' | '54.033789163' | '5.9273130224' | '02-07-2016' | ''
''581' | '850' | Gemini' | 'Gemini ZeeEnergie 71' | 'Siemens' | 'SWT 4.0-130' | '4000' | '19900' | '90' | '130' | 'Offshore' | 'Offshore' | '54.028375686' | '5.9306308538' | '02-07-2016' | ''
''581' | '850' | Gemini' | 'Gemini ZeeEnergie 72' | 'Siemens' | 'SWT 4.0-130' | '4000' | '19900' | '90' | '130' | 'Offshore' | 'Offshore' | '54.02296286' | '5.9337800343' | '02-07-2016' | ''
''581' | '850' | Gemini' | 'Gemini ZeeEnergie 73' | 'Siemens' | 'SWT 4.0-130' | '4000' | '19900' | '90' | '130' | 'Offshore' | 'Offshore' | '54.017540268' | '5.9370808192' | '02-07-2016' | ''
''581' | '850' | Gemini' | 'Gemini ZeeEnergie 74' | 'Siemens' | 'SWT 4.0-130' | '4000' | '19900' | '90' | '130' | 'Offshore' | 'Offshore' | '54.012128707' | '5.9399081023' | '02-07-2016' | ''
''581' | '850' | Gemini' | 'Gemini ZeeEnergie 75' | 'Siemens' | 'SWT 4.0-130' | '4000' | '19900' | '90' | '130' | 'Offshore' | 'Offshore' | '54.006714838' | '5.9432226242' | '02-07-2016' | ''
''582' | '742' | Giessenwind' | 'Giessenwind 1' | 'Enercon' | 'E-82 / 3000' | '3000' | '4800' | '108' | '82' | 'Molenlanden' | 'Zuid-Holland' | '51.834448043' | '4.8859334549' | '02-06-2013' | ''
''582' | '742' | Giessenwind' | 'Giessenwind 2' | 'Enercon' | 'E-82 / 3000' | '3000' | '4800' | '108' | '82' | 'Molenlanden' | 'Zuid-Holland' | '51.83554042' | '4.8912896391' | '02-06-2013' | ''
''582' | '742' | Giessenwind' | 'Giessenwind 3' | 'Enercon' | 'E-82 / 3000' | '3000' | '4800' | '108' | '82' | 'Molenlanden' | 'Zuid-Holland' | '51.836901225' | '4.8964110076' | '02-06-2013' | ''
''583' | '790' | Greenchoice Hartelkanaal' | 'Greenchoice Hartelkanaal 01' | 'Alstom' | 'ECO 110' | '3000' | '9500' | '90' | '110' | 'Rotterdam' | 'Zuid-Holland' | '51.914733961' | '4.1878348236' | '16-12-2014' | ''
''583' | '790' | Greenchoice Hartelkanaal' | 'Greenchoice Hartelkanaal 02' | 'Alstom' | 'ECO 110' | '3000' | '9500' | '90' | '110' | 'Rotterdam' | 'Zuid-Holland' | '51.912567059' | '4.1921950084' | '16-12-2014' | ''
''583' | '790' | Greenchoice Hartelkanaal' | 'Greenchoice Hartelkanaal 03' | 'Alstom' | 'ECO 110' | '3000' | '9500' | '90' | '110' | 'Rotterdam' | 'Zuid-Holland' | '51.910724696' | '4.1957758492' | '16-12-2014' | ''
''583' | '790' | Greenchoice Hartelkanaal' | 'Greenchoice Hartelkanaal 04' | 'Alstom' | 'ECO 110' | '3000' | '9500' | '90' | '110' | 'Rotterdam' | 'Zuid-Holland' | '51.908902252' | '4.1995593406' | '16-12-2014' | ''
''583' | '790' | Greenchoice Hartelkanaal' | 'Greenchoice Hartelkanaal 05' | 'Alstom' | 'ECO 110' | '3000' | '9500' | '90' | '110' | 'Rotterdam' | 'Zuid-Holland' | '51.907205499' | '4.2033392123' | '16-12-2014' | ''
''583' | '790' | Greenchoice Hartelkanaal' | 'Greenchoice Hartelkanaal 06' | 'Alstom' | 'ECO 110' | '3000' | '9500' | '90' | '110' | 'Rotterdam' | 'Zuid-Holland' | '51.903048769' | '4.2110197834' | '16-12-2014' | ''
''583' | '790' | Greenchoice Hartelkanaal' | 'Greenchoice Hartelkanaal 07' | 'Alstom' | 'ECO 110' | '3000' | '9500' | '90' | '110' | 'Rotterdam' | 'Zuid-Holland' | '51.900785185' | '4.2156853705' | '16-12-2014' | ''
''583' | '790' | Greenchoice Hartelkanaal' | 'Greenchoice Hartelkanaal 08' | 'Alstom' | 'ECO 110' | '3000' | '9500' | '90' | '110' | 'Rotterdam' | 'Zuid-Holland' | '51.898944841' | '4.2195403209' | '16-12-2014' | ''
''584' | '265' | Groetpolder' | 'Groetpolder T03' | 'Neg Micon' | 'NM43/ 600' | '600' | '1100' | '46' | '43' | 'Hollands Kroon' | 'Noord-Holland' | '52.784306326' | '4.910839501' | '27-07-1999' | ''
''584' | '265' | Groetpolder' | 'Groetpolder T02' | 'Neg Micon' | 'NM43/ 600' | '600' | '1100' | '46' | '43' | 'Hollands Kroon' | 'Noord-Holland' | '52.785647408' | '4.909105491' | '27-07-1999' | ''
''584' | '265' | Groetpolder' | 'Groetpolder T01' | 'Neg Micon' | 'NM43/ 600' | '600' | '1100' | '46' | '43' | 'Hollands Kroon' | 'Noord-Holland' | '52.786952519' | '4.9073717684' | '27-07-1999' | ''
''584' | '265' | Groetpolder' | 'Groetpolder T04' | 'Neg Micon' | 'NM43/ 600' | '600' | '1100' | '46' | '43' | 'Hollands Kroon' | 'Noord-Holland' | '52.782965158' | '4.9125585837' | '27-07-1999' | ''
''584' | '265' | Groetpolder' | 'Groetpolder T05' | 'Neg Micon' | 'NM43/ 600' | '600' | '1100' | '46' | '43' | 'Hollands Kroon' | 'Noord-Holland' | '52.781651042' | '4.9143069114' | '27-07-1999' | ''
''584' | '265' | Groetpolder' | 'Groetpolder T14' | 'Neg Micon' | 'NM43/ 600' | '600' | '1100' | '46' | '43' | 'Hollands Kroon' | 'Noord-Holland' | '52.768596266' | '4.9312500988' | '27-07-1999' | ''
''584' | '265' | Groetpolder' | 'Groetpolder T06' | 'Neg Micon' | 'NM43/ 600' | '600' | '1100' | '46' | '43' | 'Hollands Kroon' | 'Noord-Holland' | '52.762103621' | '4.9396434683' | '27-07-1999' | ''
''584' | '265' | Groetpolder' | 'Groetpolder T08' | 'Neg Micon' | 'NM43/ 600' | '600' | '1100' | '46' | '43' | 'Hollands Kroon' | 'Noord-Holland' | '52.776411652' | '4.921135974' | '27-07-1999' | ''
''584' | '265' | Groetpolder' | 'Groetpolder T10' | 'Neg Micon' | 'NM43/ 600' | '600' | '1100' | '46' | '43' | 'Hollands Kroon' | 'Noord-Holland' | '52.773800534' | '4.9244831165' | '27-07-1999' | ''
''584' | '265' | Groetpolder' | 'Groetpolder T11' | 'Neg Micon' | 'NM43/ 600' | '600' | '1100' | '46' | '43' | 'Hollands Kroon' | 'Noord-Holland' | '52.772513084' | '4.9262008019' | '27-07-1999' | ''
''584' | '265' | Groetpolder' | 'Groetpolder T07' | 'Neg Micon' | 'NM43/ 600' | '600' | '1100' | '46' | '43' | 'Hollands Kroon' | 'Noord-Holland' | '52.777717' | '4.919417795' | '27-07-1999' | ''
''584' | '265' | Groetpolder' | 'Groetpolder T09' | 'Neg Micon' | 'NM43/ 600' | '600' | '1100' | '46' | '43' | 'Hollands Kroon' | 'Noord-Holland' | '52.775097291' | '4.9228541458' | '27-07-1999' | ''
''584' | '265' | Groetpolder' | 'Groetpolder T12' | 'Neg Micon' | 'NM43/ 600' | '600' | '1100' | '46' | '43' | 'Hollands Kroon' | 'Noord-Holland' | '52.771162646' | '4.9279042282' | '27-07-1999' | ''
''584' | '265' | Groetpolder' | 'Groetpolder T13' | 'Neg Micon' | 'NM43/ 600' | '600' | '1100' | '46' | '43' | 'Hollands Kroon' | 'Noord-Holland' | '52.769901877' | '4.9295621613' | '27-07-1999' | ''
''584' | '265' | Groetpolder' | 'Groetpolder T15' | 'Neg Micon' | 'NM43/ 600' | '600' | '1100' | '46' | '43' | 'Hollands Kroon' | 'Noord-Holland' | '52.7672817' | '4.9329528447' | '27-07-1999' | ''
''584' | '265' | Groetpolder' | 'Groetpolder T16' | 'Neg Micon' | 'NM43/ 600' | '600' | '1100' | '46' | '43' | 'Hollands Kroon' | 'Noord-Holland' | '52.765994125' | '4.9346700256' | '27-07-1999' | ''
''584' | '265' | Groetpolder' | 'Groetpolder T17' | 'Neg Micon' | 'NM43/ 600' | '600' | '1100' | '46' | '43' | 'Hollands Kroon' | 'Noord-Holland' | '52.764688327' | '4.9363280304' | '27-07-1999' | ''
''584' | '265' | Groetpolder' | 'Groetpolder T18' | 'Neg Micon' | 'NM43/ 600' | '600' | '1100' | '46' | '43' | 'Hollands Kroon' | 'Noord-Holland' | '52.763400703' | '4.9380450104' | '27-07-1999' | ''
''584' | '265' | Groetpolder' | 'Groetpolder T19' | 'Neg Micon' | 'NM43/ 600' | '600' | '1100' | '46' | '43' | 'Hollands Kroon' | 'Noord-Holland' | '52.760565654' | '4.9417183343' | '27-07-1999' | ''
''586' | '612' | GroWind' | 'Growind Eemshaven M1' | 'Vestas' | 'V90-3.0 MW' | '3000' | '8400' | '100' | '90' | 'Het Hogeland' | 'Groningen' | '53.457180044' | '6.8106398618' | '02-07-2008' | ''
''586' | '612' | GroWind' | 'Growind Eemshaven M10' | 'Vestas' | 'V90-3.0 MW' | '3000' | '8400' | '100' | '90' | 'Het Hogeland' | 'Groningen' | '53.456495159' | '6.815359674' | '02-07-2008' | ''
''586' | '612' | GroWind' | 'Growind Eemshaven M11' | 'Vestas' | 'V90-3.0 MW' | '3000' | '8400' | '100' | '90' | 'Het Hogeland' | 'Groningen' | '53.4556892' | '6.8204215714' | '02-07-2008' | ''
''586' | '612' | GroWind' | 'Growind Eemshaven M12' | 'Vestas' | 'V90-3.0 MW' | '3000' | '8400' | '100' | '90' | 'Het Hogeland' | 'Groningen' | '53.454853746' | '6.8256780118' | '02-07-2008' | ''
''586' | '612' | GroWind' | 'Growind Eemshaven M13' | 'Vestas' | 'V90-3.0 MW' | '3000' | '8400' | '100' | '90' | 'Het Hogeland' | 'Groningen' | '53.454056697' | '6.8307097226' | '02-07-2008' | ''
''586' | '612' | GroWind' | 'Growind Eemshaven M14' | 'Vestas' | 'V90-3.0 MW' | '3000' | '8400' | '100' | '90' | 'Het Hogeland' | 'Groningen' | '53.450979323' | '6.8407675284' | '02-07-2008' | ''
''586' | '612' | GroWind' | 'Growind Eemshaven M15' | 'Vestas' | 'V90-3.0 MW' | '3000' | '8400' | '100' | '90' | 'Het Hogeland' | 'Groningen' | '53.446374974' | '6.8440284663' | '02-07-2008' | ''
''586' | '612' | GroWind' | 'Growind Eemshaven M16' | 'Vestas' | 'V90-3.0 MW' | '3000' | '8400' | '100' | '90' | 'Het Hogeland' | 'Groningen' | '53.449216383' | '6.8505526164' | '02-07-2008' | ''
''586' | '612' | GroWind' | 'Growind Eemshaven M17' | 'Vestas' | 'V90-3.0 MW' | '3000' | '8400' | '100' | '90' | 'Het Hogeland' | 'Groningen' | '53.446630502' | '6.8599624765' | '02-07-2008' | ''
''586' | '612' | GroWind' | 'Growind Eemshaven M18' | 'Vestas' | 'V90-3.0 MW' | '3000' | '8400' | '100' | '90' | 'Het Hogeland' | 'Groningen' | '53.446392371' | '6.8492672241' | '02-07-2008' | ''
''586' | '612' | GroWind' | 'Growind Eemshaven M19' | 'Vestas' | 'V90-3.0 MW' | '3000' | '8400' | '100' | '90' | 'Het Hogeland' | 'Groningen' | '53.443449316' | '6.8584987366' | '02-07-2008' | ''
''586' | '612' | GroWind' | 'Growind Eemshaven M2' | 'Vestas' | 'V90-3.0 MW' | '3000' | '8400' | '100' | '90' | 'Het Hogeland' | 'Groningen' | '53.439203052' | '6.8566827124' | '02-07-2008' | ''
''586' | '612' | GroWind' | 'Growind Eemshaven M20' | 'Vestas' | 'V90-3.0 MW' | '3000' | '8400' | '100' | '90' | 'Het Hogeland' | 'Groningen' | '53.442719785' | '6.8371465804' | '02-07-2008' | ''
''586' | '612' | GroWind' | 'Growind Eemshaven M21' | 'Vestas' | 'V90-3.0 MW' | '3000' | '8400' | '100' | '90' | 'Het Hogeland' | 'Groningen' | '53.442112345' | '6.8420626902' | '02-07-2008' | ''
''586' | '612' | GroWind' | 'Growind Eemshaven M3' | 'Vestas' | 'V90-3.0 MW' | '3000' | '8400' | '100' | '90' | 'Het Hogeland' | 'Groningen' | '53.441315345' | '6.8470324224' | '02-07-2008' | ''
''586' | '612' | GroWind' | 'Growind Eemshaven M6' | 'Vestas' | 'V90-3.0 MW' | '3000' | '8400' | '100' | '90' | 'Het Hogeland' | 'Groningen' | '53.437539495' | '6.8611856707' | '02-07-2008' | ''
''586' | '612' | GroWind' | 'Growind Eemshaven M7' | 'Vestas' | 'V90-3.0 MW' | '3000' | '8400' | '100' | '90' | 'Het Hogeland' | 'Groningen' | '53.448073353' | '6.7979796312' | '02-07-2008' | ''
''586' | '612' | GroWind' | 'Growind Eemshaven M8' | 'Vestas' | 'V90-3.0 MW' | '3000' | '8400' | '100' | '90' | 'Het Hogeland' | 'Groningen' | '53.440607964' | '6.8520050327' | '02-07-2008' | ''
''586' | '879' | GroWind' | 'Growind Opschaling M9' | 'Lagerwey' | 'L136-4.5MW' | '4500' | '16700' | '132' | '136' | 'Het Hogeland' | 'Groningen' | '53.448393806' | '6.7920894837' | '02-05-2017' | ''
''586' | '879' | GroWind' | 'Growind Opschaling M15' | 'Lagerwey' | 'L136-4.5MW' | '4500' | '16700' | '132' | '136' | 'Het Hogeland' | 'Groningen' | '53.447887032' | '6.8115208516' | '02-05-2017' | ''
''587' | '305' | Gruttoweg' | 'Gruttoweg 50-1' | 'Vestas' | 'V47-660 kW' | '660' | '1300' | '55' | '47' | 'Zeewolde' | 'Flevoland' | '52.328537024' | '5.3739429034' | '06-06-2000' | ''
''587' | '306' | Gruttoweg' | 'Gruttoweg 41' | 'Vestas' | 'V52-850 kW' | '850' | '1700' | '55' | '52' | 'Zeewolde' | 'Flevoland' | '52.339340818' | '5.3831104486' | '15-10-2003' | ''
''587' | '306' | Gruttoweg' | 'Gruttoweg 49' | 'Vestas' | 'V52-850 kW' | '850' | '1700' | '55' | '52' | 'Zeewolde' | 'Flevoland' | '52.339996259' | '5.4001021753' | '15-10-2003' | ''
''587' | '307' | Gruttoweg' | 'Gruttoweg 01' | 'Vestas' | 'V52-850 kW' | '850' | '1800' | '65' | '52' | 'Zeewolde' | 'Flevoland' | '52.357798753' | '5.3618825788' | '20-06-2003' | ''
''587' | '308' | Gruttoweg' | 'Gruttoweg 02' | 'Vestas' | 'V52-850 kW' | '850' | '1800' | '70' | '52' | 'Zeewolde' | 'Flevoland' | '52.356458903' | '5.3587861044' | '04-10-2002' | ''
''587' | '308' | Gruttoweg' | 'Gruttoweg 09' | 'Vestas' | 'V52-850 kW' | '850' | '1800' | '70' | '52' | 'Zeewolde' | 'Flevoland' | '52.352783917' | '5.3630449541' | '04-10-2002' | ''
''587' | '308' | Gruttoweg' | 'Gruttoweg 34' | 'Vestas' | 'V52-850 kW' | '850' | '1800' | '70' | '52' | 'Zeewolde' | 'Flevoland' | '52.345334573' | '5.3712670684' | '04-10-2002' | ''
''587' | '308' | Gruttoweg' | 'Gruttoweg 45' | 'Vestas' | 'V52-850 kW' | '850' | '1800' | '70' | '52' | 'Zeewolde' | 'Flevoland' | '52.334721235' | '5.3884073215' | '04-10-2002' | ''
''587' | '308' | Gruttoweg' | 'Gruttoweg 37' | 'Vestas' | 'V52-850 kW' | '850' | '1800' | '70' | '52' | 'Zeewolde' | 'Flevoland' | '52.343007531' | '5.3785904135' | '04-10-2002' | ''
''587' | '308' | Gruttoweg' | 'Gruttoweg 33' | 'Vestas' | 'V52-850 kW' | '850' | '1800' | '70' | '52' | 'Zeewolde' | 'Flevoland' | '52.34665611' | '5.3742310682' | '04-10-2002' | ''
''587' | '308' | Gruttoweg' | 'Gruttoweg 62' | 'Vestas' | 'V52-850 kW' | '850' | '1800' | '70' | '52' | 'Zeewolde' | 'Flevoland' | '52.331584558' | '5.3874536353' | '04-10-2002' | ''
''587' | '308' | Gruttoweg' | 'Gruttoweg 29' | 'Vestas' | 'V52-850 kW' | '850' | '1800' | '70' | '52' | 'Zeewolde' | 'Flevoland' | '52.352094303' | '5.3866612477' | '04-10-2002' | ''
''587' | '308' | Gruttoweg' | 'Gruttoweg 38' | 'Vestas' | 'V52-850 kW' | '850' | '1800' | '70' | '52' | 'Zeewolde' | 'Flevoland' | '52.341677111' | '5.375597182' | '04-10-2002' | ''
''587' | '308' | Gruttoweg' | 'Gruttoweg 15' | 'Vestas' | 'V52-850 kW' | '850' | '1800' | '70' | '52' | 'Zeewolde' | 'Flevoland' | '52.355725205' | '5.3824631397' | '04-10-2002' | ''
''587' | '308' | Gruttoweg' | 'Gruttoweg 58-2' | 'Vestas' | 'V52-850 kW' | '850' | '1800' | '70' | '52' | 'Zeewolde' | 'Flevoland' | '52.326703756' | '5.3760117726' | '04-10-2002' | ''
''587' | '308' | Gruttoweg' | 'Gruttoweg 65' | 'Vestas' | 'V52-850 kW' | '850' | '1800' | '70' | '52' | 'Zeewolde' | 'Flevoland' | '52.327431875' | '5.3966952158' | '04-10-2002' | ''
''587' | '308' | Gruttoweg' | 'Gruttoweg 42' | 'Vestas' | 'V52-850 kW' | '850' | '1800' | '70' | '52' | 'Zeewolde' | 'Flevoland' | '52.338055448' | '5.3800733036' | '04-10-2002' | ''
''587' | '308' | Gruttoweg' | 'Gruttoweg 54' | 'Vestas' | 'V52-850 kW' | '850' | '1800' | '70' | '52' | 'Zeewolde' | 'Flevoland' | '52.324105625' | '5.37008649' | '04-10-2002' | ''
''587' | '308' | Gruttoweg' | 'Gruttoweg 61' | 'Vestas' | 'V52-850 kW' | '850' | '1800' | '70' | '52' | 'Zeewolde' | 'Flevoland' | '52.332896703' | '5.3904905533' | '04-10-2002' | ''
''587' | '308' | Gruttoweg' | 'Gruttoweg 06-1' | 'Vestas' | 'V52-850 kW' | '850' | '1800' | '70' | '52' | 'Zeewolde' | 'Flevoland' | '52.349063799' | '5.3670829724' | '04-10-2002' | ''
''587' | '308' | Gruttoweg' | 'Gruttoweg 50-2' | 'Vestas' | 'V52-850 kW' | '850' | '1800' | '70' | '52' | 'Zeewolde' | 'Flevoland' | '52.325956756' | '5.3679588145' | '04-10-2002' | ''
''587' | '308' | Gruttoweg' | 'Gruttoweg 06-2' | 'Vestas' | 'V52-850 kW' | '850' | '1800' | '70' | '52' | 'Zeewolde' | 'Flevoland' | '52.350331508' | '5.3700030869' | '04-10-2002' | ''
''587' | '309' | Gruttoweg' | 'Gruttoweg 53-1' | 'Neg Micon' | 'NM54/ 950' | '950' | '1900' | '70' | '55' | 'Zeewolde' | 'Flevoland' | '52.339519254' | '5.4051202802' | '13-12-2003' | ''
''587' | '309' | Gruttoweg' | 'Gruttoweg 46' | 'Neg Micon' | 'NM54/ 950' | '950' | '1900' | '70' | '55' | 'Zeewolde' | 'Flevoland' | '52.333561829' | '5.3855610609' | '13-12-2003' | ''
''587' | '310' | Gruttoweg' | 'Gruttoweg 53-2' | 'Neg Micon' | 'NM54/1000' | '1000' | '1700' | '70' | '55' | 'Zeewolde' | 'Flevoland' | '52.334538607' | '5.4131582805' | '29-06-2005' | ''
''587' | '310' | Gruttoweg' | 'Gruttoweg 58-1' | 'Neg Micon' | 'NM54/1000' | '1000' | '1700' | '70' | '55' | 'Zeewolde' | 'Flevoland' | '52.332587837' | '5.4151377098' | '29-06-2005' | ''
''588' | '615' | Hagenwind' | 'Hagenwind-1' | 'Enercon' | 'E-82 / 2000' | '2000' | '5000' | '98' | '82' | 'Aalten' | 'Gelderland' | '51.962730589' | '6.5518682215' | '05-07-2008' | ''
''588' | '615' | Hagenwind' | 'Hagenwind-2' | 'Enercon' | 'E-82 / 2000' | '2000' | '5000' | '98' | '82' | 'Aalten' | 'Gelderland' | '51.959818516' | '6.5572635296' | '05-07-2008' | ''
''588' | '615' | Hagenwind' | 'Hagenwind-3' | 'Enercon' | 'E-82 / 2000' | '2000' | '5000' | '98' | '82' | 'Aalten' | 'Gelderland' | '51.956365651' | '6.5537544591' | '05-07-2008' | ''
''588' | '615' | Hagenwind' | 'Hagenwind-4' | 'Enercon' | 'E-82 / 2000' | '2000' | '5000' | '98' | '82' | 'Aalten' | 'Gelderland' | '51.959636231' | '6.5475392568' | '05-07-2008' | ''
''588' | '615' | Hagenwind' | 'Hagenwind-5' | 'Enercon' | 'E-82 / 2000' | '2000' | '5000' | '98' | '82' | 'Aalten' | 'Gelderland' | '51.963330566' | '6.5384092352' | '05-07-2008' | ''
''588' | '615' | Hagenwind' | 'Hagenwind-6' | 'Enercon' | 'E-82 / 2000' | '2000' | '5000' | '98' | '82' | 'Aalten' | 'Gelderland' | '51.965407935' | '6.5318704766' | '05-07-2008' | ''
''588' | '615' | Hagenwind' | 'Hagenwind-7' | 'Enercon' | 'E-82 / 2000' | '2000' | '5000' | '98' | '82' | 'Aalten' | 'Gelderland' | '51.967500508' | '6.5366680448' | '05-07-2008' | ''
''588' | '615' | Hagenwind' | 'Hagenwind-8' | 'Enercon' | 'E-82 / 2000' | '2000' | '5000' | '98' | '82' | 'Aalten' | 'Gelderland' | '51.966411574' | '6.5423010083' | '05-07-2008' | ''
''589' | '503' | Halsteren' | 'Halsteren 1' | 'Vestas' | 'V52-850 kW' | '850' | '1600' | '49' | '52' | 'Bergen op Zoom' | 'Noord-Brabant' | '51.513082282' | '4.2224314452' | '18-12-2004' | ''
''589' | '503' | Halsteren' | 'Halsteren 2' | 'Vestas' | 'V52-850 kW' | '850' | '1600' | '49' | '52' | 'Bergen op Zoom' | 'Noord-Brabant' | '51.512945767' | '4.2249705736' | '18-12-2004' | ''
''589' | '503' | Halsteren' | 'Halsteren 3' | 'Vestas' | 'V52-850 kW' | '850' | '1600' | '49' | '52' | 'Bergen op Zoom' | 'Noord-Brabant' | '51.512774678' | '4.2276546369' | '18-12-2004' | ''
''589' | '503' | Halsteren' | 'Halsteren 4' | 'Vestas' | 'V52-850 kW' | '850' | '1600' | '49' | '52' | 'Bergen op Zoom' | 'Noord-Brabant' | '51.512610232' | '4.2301079999' | '18-12-2004' | ''
''589' | '503' | Halsteren' | 'Halsteren 5' | 'Vestas' | 'V52-850 kW' | '850' | '1600' | '49' | '52' | 'Bergen op Zoom' | 'Noord-Brabant' | '51.512474262' | '4.2327190962' | '18-12-2004' | ''
''589' | '503' | Halsteren' | 'Halsteren 6' | 'Vestas' | 'V52-850 kW' | '850' | '1600' | '49' | '52' | 'Bergen op Zoom' | 'Noord-Brabant' | '51.511922551' | '4.2351102006' | '18-12-2004' | ''
''589' | '503' | Halsteren' | 'Halsteren 7' | 'Vestas' | 'V52-850 kW' | '850' | '1600' | '49' | '52' | 'Bergen op Zoom' | 'Noord-Brabant' | '51.510700377' | '4.2388003535' | '18-12-2004' | ''
''589' | '503' | Halsteren' | 'Halsteren 8' | 'Vestas' | 'V52-850 kW' | '850' | '1600' | '49' | '52' | 'Bergen op Zoom' | 'Noord-Brabant' | '51.509127618' | '4.2406696003' | '18-12-2004' | ''
''590' | '705' | Haringvliet' | 'Windpark Haringvliet 01' | 'Bonus' | 'B44/600' | '600' | '1100' | '41' | '44' | 'Hellevoetsluis' | 'Zuid-Holland' | '51.836972048' | '4.053983471' | '02-01-1997' | ''
''590' | '705' | Haringvliet' | 'Windpark Haringvliet 02' | 'Bonus' | 'B44/600' | '600' | '1100' | '41' | '44' | 'Hellevoetsluis' | 'Zuid-Holland' | '51.838496646' | '4.0560425004' | '02-01-1997' | ''
''590' | '705' | Haringvliet' | 'Windpark Haringvliet 03' | 'Bonus' | 'B44/600' | '600' | '1100' | '41' | '44' | 'Hellevoetsluis' | 'Zuid-Holland' | '51.839932495' | '4.0582058701' | '02-01-1997' | ''
''590' | '705' | Haringvliet' | 'Windpark Haringvliet 04' | 'Bonus' | 'B44/600' | '600' | '1100' | '41' | '44' | 'Hellevoetsluis' | 'Zuid-Holland' | '51.841209664' | '4.0606497845' | '02-01-1997' | ''
''590' | '705' | Haringvliet' | 'Windpark Haringvliet 05' | 'Bonus' | 'B44/600' | '600' | '1100' | '41' | '44' | 'Hellevoetsluis' | 'Zuid-Holland' | '51.842309182' | '4.0632877234' | '02-01-1997' | ''
''590' | '705' | Haringvliet' | 'Windpark Haringvliet 06' | 'Bonus' | 'B44/600' | '600' | '1100' | '41' | '44' | 'Hellevoetsluis' | 'Zuid-Holland' | '51.843257668' | '4.0660898628' | '02-01-1997' | ''
''591' | '779' | Hartelbrug II' | 'Hartelbrug II - A' | 'Enercon' | 'E-101 / 3000' | '3000' | '9300' | '99' | '101' | 'Rotterdam' | 'Zuid-Holland' | '51.878888489' | '4.2366763799' | '02-05-2014' | ''
''591' | '779' | Hartelbrug II' | 'Hartelbrug II - B' | 'Enercon' | 'E-101 / 3000' | '3000' | '9300' | '99' | '101' | 'Rotterdam' | 'Zuid-Holland' | '51.875249276' | '4.2395723417' | '02-05-2014' | ''
''591' | '779' | Hartelbrug II' | 'Hartelbrug II - C' | 'Enercon' | 'E-101 / 3000' | '3000' | '9300' | '99' | '101' | 'Rotterdam' | 'Zuid-Holland' | '51.872855667' | '4.2448468066' | '02-05-2014' | ''
''591' | '779' | Hartelbrug II' | 'Hartelbrug II - D' | 'Enercon' | 'E-101 / 3000' | '3000' | '9300' | '99' | '101' | 'Rotterdam' | 'Zuid-Holland' | '51.870852331' | '4.2505319644' | '02-05-2014' | ''
''591' | '779' | Hartelbrug II' | 'Hartelbrug II - E' | 'Enercon' | 'E-101 / 3000' | '3000' | '9300' | '99' | '101' | 'Rotterdam' | 'Zuid-Holland' | '51.868595085' | '4.256949024' | '02-05-2014' | ''
''591' | '779' | Hartelbrug II' | 'Hartelbrug II - F' | 'Enercon' | 'E-101 / 3000' | '3000' | '9300' | '99' | '101' | 'Rotterdam' | 'Zuid-Holland' | '51.866954338' | '4.2620722691' | '02-05-2014' | ''
''591' | '779' | Hartelbrug II' | 'Hartelbrug II - G' | 'Enercon' | 'E-101 / 3000' | '3000' | '9300' | '99' | '101' | 'Rotterdam' | 'Zuid-Holland' | '51.866108498' | '4.2704568364' | '02-05-2014' | ''
''591' | '779' | Hartelbrug II' | 'Hartelbrug II - H' | 'Enercon' | 'E-101 / 3000' | '3000' | '9300' | '99' | '101' | 'Rotterdam' | 'Zuid-Holland' | '51.866313658' | '4.2750255094' | '02-05-2014' | ''
''593' | '519' | Hartelkanaal' | 'Hartelkanaal T1' | 'Nordex' | 'N80' | '2500' | '6500' | '80' | '80' | 'Rotterdam' | 'Zuid-Holland' | '51.934388194' | '4.1526271214' | '02-01-2004' | ''
''593' | '519' | Hartelkanaal' | 'Hartelkanaal T2' | 'Nordex' | 'N80' | '2500' | '6500' | '80' | '80' | 'Rotterdam' | 'Zuid-Holland' | '51.933035827' | '4.1565323862' | '02-01-2004' | ''
''593' | '519' | Hartelkanaal' | 'Hartelkanaal T7' | 'Nordex' | 'N80' | '2500' | '6500' | '80' | '80' | 'Rotterdam' | 'Zuid-Holland' | '51.925331995' | '4.1729400726' | '02-01-2004' | ''
''593' | '519' | Hartelkanaal' | 'Hartelkanaal T8' | 'Nordex' | 'N80' | '2500' | '6500' | '80' | '80' | 'Rotterdam' | 'Zuid-Holland' | '51.923099884' | '4.1735383164' | '02-01-2004' | ''
''593' | '519' | Hartelkanaal' | 'Hartelkanaal T9' | 'Nordex' | 'N80' | '2500' | '6500' | '80' | '80' | 'Rotterdam' | 'Zuid-Holland' | '51.921088554' | '4.1754970928' | '02-01-2004' | ''
''594' | '713' | Hayumerlaan 2' | 'Hayumerlaan 2-1' | 'Micon' | 'M 400' | '400' | '400' | '36' | '36' | 'SÃºdwest-FryslÃ¢n' | 'FryslÃ¢n' | '53.092622671' | '5.4132102399' | '02-01-1996' | ''
''594' | '713' | Hayumerlaan 2' | 'Hayumerlaan 2-2' | 'Micon' | 'M 400' | '400' | '400' | '36' | '36' | 'SÃºdwest-FryslÃ¢n' | 'FryslÃ¢n' | '53.091167506' | '5.4105524149' | '02-01-1996' | ''
''595' | '813' | Hazeldonk' | 'Hazeldonk 01' | 'Lagerwey' | 'L100-NL' | '3000' | '6800' | '99' | '100' | 'Breda' | 'Noord-Brabant' | '51.491138' | '4.739807' | '02-11-2015' | ''
''595' | '813' | Hazeldonk' | 'Hazeldonk 02' | 'Lagerwey' | 'L100-NL' | '3000' | '6800' | '99' | '100' | 'Breda' | 'Noord-Brabant' | '51.500379' | '4.745209' | '02-11-2015' | ''
''595' | '813' | Hazeldonk' | 'Hazeldonk 03' | 'Lagerwey' | 'L100-NL' | '3000' | '6800' | '99' | '100' | 'Breda' | 'Noord-Brabant' | '51.504638' | '4.749758' | '02-11-2015' | ''
''596' | '550' | Heijbro' | 'Heijbro 1' | 'Enercon' | 'E-66 / 2000' | '2000' | '3700' | '65' | '70' | 'Lelystad' | 'Flevoland' | '52.532401817' | '5.5706994529' | '07-12-2005' | ''
''596' | '550' | Heijbro' | 'Heijbro 2' | 'Enercon' | 'E-66 / 2000' | '2000' | '3700' | '65' | '70' | 'Lelystad' | 'Flevoland' | '52.532544364' | '5.577199239' | '07-12-2005' | ''
''596' | '550' | Heijbro' | 'Heijbro 3' | 'Enercon' | 'E-66 / 2000' | '2000' | '3700' | '65' | '70' | 'Lelystad' | 'Flevoland' | '52.53268653' | '5.583713804' | '07-12-2005' | ''
''597' | '810' | Hellegatsplein' | 'Hellegatsplein 01' | 'Alstom' | 'ECO 110' | '3000' | '8700' | '90' | '110' | 'Goeree-Overflakkee' | 'Zuid-Holland' | '51.702418666' | '4.3966324844' | '02-10-2015' | ''
''597' | '810' | Hellegatsplein' | 'Hellegatsplein 02' | 'Alstom' | 'ECO 110' | '3000' | '8700' | '90' | '110' | 'Goeree-Overflakkee' | 'Zuid-Holland' | '51.705284543' | '4.3964394974' | '02-10-2015' | ''
''597' | '810' | Hellegatsplein' | 'Hellegatsplein 03' | 'Alstom' | 'ECO 110' | '3000' | '8700' | '90' | '110' | 'Goeree-Overflakkee' | 'Zuid-Holland' | '51.707661984' | '4.3969516842' | '02-10-2015' | ''
''597' | '810' | Hellegatsplein' | 'Hellegatsplein 04' | 'Alstom' | 'ECO 110' | '3000' | '8700' | '90' | '110' | 'Goeree-Overflakkee' | 'Zuid-Holland' | '51.710218489' | '4.3984439283' | '02-10-2015' | ''
''599' | '884' | Herbayum' | 'Herbaijum II 1' | 'Siemens Gamesa' | 'G52-850' | '850' | '1700' | '44' | '52' | 'Waadhoeke' | 'FryslÃ¢n' | '53.177874714' | '5.4895701502' | '02-06-2017' | ''
''599' | '884' | Herbayum' | 'Herbaijum II 2' | 'Siemens Gamesa' | 'G52-850' | '850' | '1700' | '44' | '52' | 'Waadhoeke' | 'FryslÃ¢n' | '53.179599006' | '5.4906810645' | '02-06-2017' | ''
''599' | '884' | Herbayum' | 'Herbaijum II 3' | 'Siemens Gamesa' | 'G52-850' | '850' | '1700' | '44' | '52' | 'Waadhoeke' | 'FryslÃ¢n' | '53.180882045' | '5.4928679475' | '02-06-2017' | ''
''599' | '884' | Herbayum' | 'Herbaijum II 4' | 'Siemens Gamesa' | 'G52-850' | '850' | '1700' | '44' | '52' | 'Waadhoeke' | 'FryslÃ¢n' | '53.181364647' | '5.4958008517' | '02-06-2017' | ''
''600' | '529' | Herkingen' | 'Herkingen T1' | 'Neg Micon' | 'NM80/2750' | '2750' | '5600' | '80' | '80' | 'Goeree-Overflakkee' | 'Zuid-Holland' | '51.708296246' | '4.1161929711' | '09-03-2005' | ''
''600' | '529' | Herkingen' | 'Herkingen T2' | 'Neg Micon' | 'NM80/2750' | '2750' | '5600' | '80' | '80' | 'Goeree-Overflakkee' | 'Zuid-Holland' | '51.708630442' | '4.1130292105' | '09-03-2005' | ''
''600' | '529' | Herkingen' | 'Herkingen T3' | 'Neg Micon' | 'NM80/2750' | '2750' | '5600' | '80' | '80' | 'Goeree-Overflakkee' | 'Zuid-Holland' | '51.70893712' | '4.1098227698' | '09-03-2005' | ''
''601' | '139' | Hiddum-Houw' | 'Hiddum-Houw 01' | 'Vestas' | 'V39 500kW' | '500' | '900' | '41' | '39' | 'SÃºdwest-FryslÃ¢n' | 'FryslÃ¢n' | '53.094611' | '5.386879' | '08-01-1995' | ''
''601' | '139' | Hiddum-Houw' | 'Hiddum-Houw 02' | 'Vestas' | 'V39 500kW' | '500' | '900' | '41' | '39' | 'SÃºdwest-FryslÃ¢n' | 'FryslÃ¢n' | '53.095303' | '5.389178' | '08-01-1995' | ''
''601' | '139' | Hiddum-Houw' | 'Hiddum-Houw 10' | 'Vestas' | 'V39 500kW' | '500' | '900' | '41' | '39' | 'SÃºdwest-FryslÃ¢n' | 'FryslÃ¢n' | '53.0909' | '5.391387' | '08-01-1995' | ''
''601' | '139' | Hiddum-Houw' | 'Hiddum-Houw 03' | 'Vestas' | 'V39 500kW' | '500' | '900' | '41' | '39' | 'SÃºdwest-FryslÃ¢n' | 'FryslÃ¢n' | '53.095815' | '5.391865' | '08-01-1995' | ''
''601' | '139' | Hiddum-Houw' | 'Hiddum-Houw 04' | 'Vestas' | 'V39 500kW' | '500' | '900' | '41' | '39' | 'SÃºdwest-FryslÃ¢n' | 'FryslÃ¢n' | '53.093821' | '5.389909' | '08-01-1995' | ''
''601' | '139' | Hiddum-Houw' | 'Hiddum-Houw 05' | 'Vestas' | 'V39 500kW' | '500' | '900' | '41' | '39' | 'SÃºdwest-FryslÃ¢n' | 'FryslÃ¢n' | '53.09427' | '5.392626' | '08-01-1995' | ''
''601' | '139' | Hiddum-Houw' | 'Hiddum-Houw 06' | 'Vestas' | 'V39 500kW' | '500' | '900' | '41' | '39' | 'SÃºdwest-FryslÃ¢n' | 'FryslÃ¢n' | '53.094961' | '5.396597' | '08-01-1995' | ''
''601' | '139' | Hiddum-Houw' | 'Hiddum-Houw 07' | 'Vestas' | 'V39 500kW' | '500' | '900' | '41' | '39' | 'SÃºdwest-FryslÃ¢n' | 'FryslÃ¢n' | '53.092374' | '5.390655' | '08-01-1995' | ''
''601' | '139' | Hiddum-Houw' | 'Hiddum-Houw 08' | 'Vestas' | 'V39 500kW' | '500' | '900' | '41' | '39' | 'SÃºdwest-FryslÃ¢n' | 'FryslÃ¢n' | '53.092841' | '5.393357' | '08-01-1995' | ''
''601' | '139' | Hiddum-Houw' | 'Hiddum-Houw 09' | 'Vestas' | 'V39 500kW' | '500' | '900' | '41' | '39' | 'SÃºdwest-FryslÃ¢n' | 'FryslÃ¢n' | '53.093551' | '5.397597' | '08-01-1995' | ''
''602' | '719' | Hikkaarderdyk 24' | 'Hikkaarderdyk 24-1' | 'Bonus' | 'B31/250' | '250' | '0' | '30' | '31' | 'Noardeast-FryslÃ¢n' | 'FryslÃ¢n' | '53.309560475' | '5.8665612845' | '02-01-1995' | ''
''602' | '719' | Hikkaarderdyk 24' | 'Hikkaarderdyk 24-2' | 'Bonus' | 'B31/250' | '250' | '0' | '30' | '31' | 'Noardeast-FryslÃ¢n' | 'FryslÃ¢n' | '53.308173489' | '5.8673709684' | '02-01-1995' | ''
''603' | '736' | Hoevensche Beemden' | 'Hoevensche Beemden 1' | 'Vestas' | 'V90-3.0 MW' | '3000' | '6400' | '105' | '90' | 'Halderberge' | 'Noord-Brabant' | '51.616322234' | '4.5910046944' | '02-01-2013' | ''
''603' | '736' | Hoevensche Beemden' | 'Hoevensche Beemden 2' | 'Vestas' | 'V90-3.0 MW' | '3000' | '6400' | '105' | '90' | 'Halderberge' | 'Noord-Brabant' | '51.612835635' | '4.5911669804' | '02-01-2013' | ''
''603' | '736' | Hoevensche Beemden' | 'Hoevensche Beemden 3' | 'Vestas' | 'V90-3.0 MW' | '3000' | '6400' | '105' | '90' | 'Halderberge' | 'Noord-Brabant' | '51.609149925' | '4.5911306178' | '02-01-2013' | ''
''603' | '736' | Hoevensche Beemden' | 'Hoevensche Beemden 4' | 'Vestas' | 'V90-3.0 MW' | '3000' | '6400' | '105' | '90' | 'Halderberge' | 'Noord-Brabant' | '51.605600408' | '4.5912939695' | '02-01-2013' | ''
''603' | '736' | Hoevensche Beemden' | 'Hoevensche Beemden 5' | 'Vestas' | 'V90-3.0 MW' | '3000' | '6400' | '105' | '90' | 'Halderberge' | 'Noord-Brabant' | '51.601987287' | '4.5913573677' | '02-01-2013' | ''
''604' | '737' | Hondtocht' | 'Hondtocht 1' | 'Enercon' | 'E-70 / 2300' | '2300' | '4100' | '70' | '71' | 'Dronten' | 'Flevoland' | '52.523098884' | '5.7999412396' | '16-12-2012' | ''
''604' | '737' | Hondtocht' | 'Hondtocht 2' | 'Enercon' | 'E-70 / 2300' | '2300' | '4100' | '70' | '71' | 'Dronten' | 'Flevoland' | '52.519849194' | '5.798864783' | '16-12-2012' | ''
''604' | '737' | Hondtocht' | 'Hondtocht 3' | 'Enercon' | 'E-70 / 2300' | '2300' | '4100' | '70' | '71' | 'Dronten' | 'Flevoland' | '52.516590556' | '5.7977736702' | '16-12-2012' | ''
''604' | '737' | Hondtocht' | 'Hondtocht 4' | 'Enercon' | 'E-70 / 2300' | '2300' | '4100' | '70' | '71' | 'Dronten' | 'Flevoland' | '52.513331854' | '5.7966974498' | '16-12-2012' | ''
''604' | '737' | Hondtocht' | 'Hondtocht 5' | 'Enercon' | 'E-70 / 2300' | '2300' | '4100' | '70' | '71' | 'Dronten' | 'Flevoland' | '52.51007314' | '5.7956213887' | '16-12-2012' | ''
''604' | '737' | Hondtocht' | 'Hondtocht 6' | 'Enercon' | 'E-70 / 2300' | '2300' | '4100' | '70' | '71' | 'Dronten' | 'Flevoland' | '52.506814414' | '5.7945454871' | '16-12-2012' | ''
''605' | '534' | Hoofdplaatpolder' | 'Hoofdplaatpolder 1' | 'Vestas' | 'V80-2.0 MW' | '2000' | '5100' | '78' | '80' | 'Sluis' | 'Zeeland' | '51.36883878' | '3.6278389033' | '06-04-2005' | ''
''605' | '534' | Hoofdplaatpolder' | 'Hoofdplaatpolder 2' | 'Vestas' | 'V80-2.0 MW' | '2000' | '5100' | '78' | '80' | 'Sluis' | 'Zeeland' | '51.366149553' | '3.6265781169' | '06-04-2005' | ''
''605' | '534' | Hoofdplaatpolder' | 'Hoofdplaatpolder 3' | 'Vestas' | 'V80-2.0 MW' | '2000' | '5100' | '78' | '80' | 'Sluis' | 'Zeeland' | '51.363576036' | '3.6252412046' | '06-04-2005' | ''
''605' | '534' | Hoofdplaatpolder' | 'Hoofdplaatpolder 4' | 'Vestas' | 'V80-2.0 MW' | '2000' | '5100' | '78' | '80' | 'Sluis' | 'Zeeland' | '51.375498317' | '3.6140357981' | '06-04-2005' | ''
''605' | '534' | Hoofdplaatpolder' | 'Hoofdplaatpolder 5' | 'Vestas' | 'V80-2.0 MW' | '2000' | '5100' | '78' | '80' | 'Sluis' | 'Zeeland' | '51.372807414' | '3.6126751561' | '06-04-2005' | ''
''606' | '741' | Houten' | 'Houten 1' | 'Vestas' | 'V90-2.0 MW' | '2000' | '5600' | '105' | '90' | 'Houten' | 'Utrecht' | '52.024590303' | '5.1332190736' | '02-08-2013' | ''
''606' | '741' | Houten' | 'Houten 2' | 'Vestas' | 'V90-2.0 MW' | '2000' | '5600' | '105' | '90' | 'Houten' | 'Utrecht' | '52.019261118' | '5.1420776499' | '02-08-2013' | ''
''606' | '741' | Houten' | 'Houten 3' | 'Vestas' | 'V90-2.0 MW' | '2000' | '5600' | '105' | '90' | 'Houten' | 'Utrecht' | '52.014129582' | '5.1512244065' | '02-08-2013' | ''
''607' | '355' | Ibisweg' | 'Ibisweg 10-1' | 'Vestas' | 'V52-850 kW' | '850' | '1900' | '70' | '52' | 'Zeewolde' | 'Flevoland' | '52.404499623' | '5.3709080291' | '30-07-2002' | ''
''607' | '355' | Ibisweg' | 'Ibisweg 14' | 'Vestas' | 'V52-850 kW' | '850' | '1900' | '70' | '52' | 'Zeewolde' | 'Flevoland' | '52.397261555' | '5.355424928' | '30-07-2002' | ''
''607' | '355' | Ibisweg' | 'Ibisweg 2' | 'Vestas' | 'V52-850 kW' | '850' | '1900' | '70' | '52' | 'Zeewolde' | 'Flevoland' | '52.417280323' | '5.3990813378' | '30-07-2002' | ''
''607' | '355' | Ibisweg' | 'Ibisweg 6' | 'Vestas' | 'V52-850 kW' | '850' | '1900' | '70' | '52' | 'Zeewolde' | 'Flevoland' | '52.411466023' | '5.3856172496' | '30-07-2002' | ''
''607' | '355' | Ibisweg' | 'Ibisweg 10-2' | 'Vestas' | 'V52-850 kW' | '850' | '1900' | '70' | '52' | 'Zeewolde' | 'Flevoland' | '52.403070149' | '5.3678227518' | '30-07-2002' | ''
''609' | '213' | Irene Vorrink' | 'Irene Vorrink T10' | 'Nordtank' | 'NTK600' | '600' | '1000' | '50' | '43' | 'Dronten' | 'Flevoland' | '52.596387549' | '5.5727519831' | '31-08-1996' | ''
''609' | '213' | Irene Vorrink' | 'Irene Vorrink T11' | 'Nordtank' | 'NTK600' | '600' | '1000' | '50' | '43' | 'Dronten' | 'Flevoland' | '52.59686827' | '5.575661516' | '31-08-1996' | ''
''609' | '213' | Irene Vorrink' | 'Irene Vorrink T12' | 'Nordtank' | 'NTK600' | '600' | '1000' | '50' | '43' | 'Dronten' | 'Flevoland' | '52.597330994' | '5.5785415163' | '31-08-1996' | ''
''609' | '213' | Irene Vorrink' | 'Irene Vorrink T13' | 'Nordtank' | 'NTK600' | '600' | '1000' | '50' | '43' | 'Dronten' | 'Flevoland' | '52.59780278' | '5.5813330619' | '31-08-1996' | ''
''609' | '213' | Irene Vorrink' | 'Irene Vorrink T14' | 'Nordtank' | 'NTK600' | '600' | '1000' | '50' | '43' | 'Dronten' | 'Flevoland' | '52.598265341' | '5.584227942' | '31-08-1996' | ''
''609' | '213' | Irene Vorrink' | 'Irene Vorrink T15' | 'Nordtank' | 'NTK600' | '600' | '1000' | '50' | '43' | 'Dronten' | 'Flevoland' | '52.598763805' | '5.5871082866' | '31-08-1996' | ''
''609' | '213' | Irene Vorrink' | 'Irene Vorrink T16' | 'Nordtank' | 'NTK600' | '600' | '1000' | '50' | '43' | 'Dronten' | 'Flevoland' | '52.599235389' | '5.5899000145' | '31-08-1996' | ''
''609' | '213' | Irene Vorrink' | 'Irene Vorrink T17' | 'Nordtank' | 'NTK600' | '600' | '1000' | '50' | '43' | 'Dronten' | 'Flevoland' | '52.599679896' | '5.5927211957' | '31-08-1996' | ''
''609' | '213' | Irene Vorrink' | 'Irene Vorrink T18' | 'Nordtank' | 'NTK600' | '600' | '1000' | '50' | '43' | 'Dronten' | 'Flevoland' | '52.60016036' | '5.5954983243' | '31-08-1996' | ''
''609' | '213' | Irene Vorrink' | 'Irene Vorrink T19' | 'Nordtank' | 'NTK600' | '600' | '1000' | '50' | '43' | 'Dronten' | 'Flevoland' | '52.600640629' | '5.5983493136' | '31-08-1996' | ''
''609' | '213' | Irene Vorrink' | 'Irene Vorrink T20' | 'Nordtank' | 'NTK600' | '600' | '1000' | '50' | '43' | 'Dronten' | 'Flevoland' | '52.601093922' | '5.6011707135' | '31-08-1996' | ''
''609' | '213' | Irene Vorrink' | 'Irene Vorrink T21' | 'Nordtank' | 'NTK600' | '600' | '1000' | '50' | '43' | 'Dronten' | 'Flevoland' | '52.60154712' | '5.6040069318' | '31-08-1996' | ''
''609' | '213' | Irene Vorrink' | 'Irene Vorrink T22' | 'Nordtank' | 'NTK600' | '600' | '1000' | '50' | '43' | 'Dronten' | 'Flevoland' | '52.60200921' | '5.6068580136' | '31-08-1996' | ''
''609' | '213' | Irene Vorrink' | 'Irene Vorrink T23' | 'Nordtank' | 'NTK600' | '600' | '1000' | '50' | '43' | 'Dronten' | 'Flevoland' | '52.60249811' | '5.6097535736' | '31-08-1996' | ''
''609' | '213' | Irene Vorrink' | 'Irene Vorrink T24' | 'Nordtank' | 'NTK600' | '600' | '1000' | '50' | '43' | 'Dronten' | 'Flevoland' | '52.602960006' | '5.6126342988' | '31-08-1996' | ''
''609' | '213' | Irene Vorrink' | 'Irene Vorrink T25' | 'Nordtank' | 'NTK600' | '600' | '1000' | '50' | '43' | 'Dronten' | 'Flevoland' | '52.603421889' | '5.6154855623' | '31-08-1996' | ''
''609' | '213' | Irene Vorrink' | 'Irene Vorrink T26' | 'Nordtank' | 'NTK600' | '600' | '1000' | '50' | '43' | 'Dronten' | 'Flevoland' | '52.603874803' | '5.618292555' | '31-08-1996' | ''
''609' | '213' | Irene Vorrink' | 'Irene Vorrink T27' | 'Nordtank' | 'NTK600' | '600' | '1000' | '50' | '43' | 'Dronten' | 'Flevoland' | '52.604381456' | '5.6211589371' | '31-08-1996' | ''
''609' | '213' | Irene Vorrink' | 'Irene Vorrink T28' | 'Nordtank' | 'NTK600' | '600' | '1000' | '50' | '43' | 'Dronten' | 'Flevoland' | '52.604834176' | '5.623995572' | '31-08-1996' | ''
''609' | '214' | Irene Vorrink' | 'Irene Vorrink T1' | 'Nordtank' | 'NTK600' | '600' | '1000' | '50' | '43' | 'Lelystad' | 'Flevoland' | '52.587809924' | '5.5509656668' | '29-04-1997' | ''
''609' | '214' | Irene Vorrink' | 'Irene Vorrink T2' | 'Nordtank' | 'NTK600' | '600' | '1000' | '50' | '43' | 'Lelystad' | 'Flevoland' | '52.589128242' | '5.5529774304' | '29-04-1997' | ''
''609' | '214' | Irene Vorrink' | 'Irene Vorrink T3' | 'Nordtank' | 'NTK600' | '600' | '1000' | '50' | '43' | 'Lelystad' | 'Flevoland' | '52.590437497' | '5.5550187935' | '29-04-1997' | ''
''609' | '214' | Irene Vorrink' | 'Irene Vorrink T4' | 'Nordtank' | 'NTK600' | '600' | '1000' | '50' | '43' | 'Lelystad' | 'Flevoland' | '52.591710746' | '5.5570748963' | '29-04-1997' | ''
''609' | '214' | Irene Vorrink' | 'Irene Vorrink T5' | 'Nordtank' | 'NTK600' | '600' | '1000' | '50' | '43' | 'Lelystad' | 'Flevoland' | '52.592866722' | '5.5594110538' | '29-04-1997' | ''
''609' | '214' | Irene Vorrink' | 'Irene Vorrink T6' | 'Nordtank' | 'NTK600' | '600' | '1000' | '50' | '43' | 'Lelystad' | 'Flevoland' | '52.59386073' | '5.5618499971' | '29-04-1997' | ''
''609' | '214' | Irene Vorrink' | 'Irene Vorrink T7' | 'Nordtank' | 'NTK600' | '600' | '1000' | '50' | '43' | 'Lelystad' | 'Flevoland' | '52.594719596' | '5.5644803633' | '29-04-1997' | ''
''609' | '214' | Irene Vorrink' | 'Irene Vorrink T8' | 'Nordtank' | 'NTK600' | '600' | '1000' | '50' | '43' | 'Lelystad' | 'Flevoland' | '52.595380599' | '5.5671690571' | '29-04-1997' | ''
''609' | '214' | Irene Vorrink' | 'Irene Vorrink T9' | 'Nordtank' | 'NTK600' | '600' | '1000' | '50' | '43' | 'Lelystad' | 'Flevoland' | '52.595924503' | '5.5699901731' | '29-04-1997' | ''
''610' | '301' | Jaap Rodenburg' | 'Jaap Rodenburg 01' | 'Vestas' | 'V66-1.65 MW' | '1650' | '3000' | '67' | '66' | 'Almere' | 'Flevoland' | '52.37513336' | '5.1237988635' | '09-03-2000' | ''
''610' | '301' | Jaap Rodenburg' | 'Jaap Rodenburg 02' | 'Vestas' | 'V66-1.65 MW' | '1650' | '3000' | '67' | '66' | 'Almere' | 'Flevoland' | '52.371707184' | '5.1270056196' | '09-03-2000' | ''
''610' | '301' | Jaap Rodenburg' | 'Jaap Rodenburg 03' | 'Vestas' | 'V66-1.65 MW' | '1650' | '3000' | '67' | '66' | 'Almere' | 'Flevoland' | '52.381716123' | '5.1296346801' | '09-03-2000' | ''
''610' | '301' | Jaap Rodenburg' | 'Jaap Rodenburg 04' | 'Vestas' | 'V66-1.65 MW' | '1650' | '3000' | '67' | '66' | 'Almere' | 'Flevoland' | '52.374922005' | '5.1298650283' | '09-03-2000' | ''
''610' | '301' | Jaap Rodenburg' | 'Jaap Rodenburg 05' | 'Vestas' | 'V66-1.65 MW' | '1650' | '3000' | '67' | '66' | 'Almere' | 'Flevoland' | '52.36833513' | '5.1303437113' | '09-03-2000' | ''
''610' | '301' | Jaap Rodenburg' | 'Jaap Rodenburg 06' | 'Vestas' | 'V66-1.65 MW' | '1650' | '3000' | '67' | '66' | 'Almere' | 'Flevoland' | '52.378190805' | '5.1327832857' | '09-03-2000' | ''
''610' | '301' | Jaap Rodenburg' | 'Jaap Rodenburg 07' | 'Vestas' | 'V66-1.65 MW' | '1650' | '3000' | '67' | '66' | 'Almere' | 'Flevoland' | '52.371477594' | '5.1330273525' | '09-03-2000' | ''
''610' | '301' | Jaap Rodenburg' | 'Jaap Rodenburg 08' | 'Vestas' | 'V66-1.65 MW' | '1650' | '3000' | '67' | '66' | 'Almere' | 'Flevoland' | '52.374737145' | '5.1358575592' | '09-03-2000' | ''
''610' | '301' | Jaap Rodenburg' | 'Jaap Rodenburg 09' | 'Vestas' | 'V66-1.65 MW' | '1650' | '3000' | '67' | '66' | 'Almere' | 'Flevoland' | '52.371292482' | '5.1389753541' | '09-03-2000' | ''
''610' | '301' | Jaap Rodenburg' | 'Jaap Rodenburg 10' | 'Vestas' | 'V66-1.65 MW' | '1650' | '3000' | '67' | '66' | 'Almere' | 'Flevoland' | '52.378465093' | '5.1266575738' | '09-03-2000' | ''
''611' | '620' | Jacoba Rippolder' | 'Jacoba Rippolder T1' | 'Nordex' | 'N90ls' | '2500' | '7100' | '80' | '90' | 'Noord-Beveland' | 'Zeeland' | '51.58826777' | '3.6805290134' | '19-01-2008' | ''
''611' | '620' | Jacoba Rippolder' | 'Jacoba Rippolder T2' | 'Nordex' | 'N90ls' | '2500' | '7100' | '80' | '90' | 'Noord-Beveland' | 'Zeeland' | '51.591668573' | '3.6819310092' | '19-01-2008' | ''
''611' | '620' | Jacoba Rippolder' | 'Jacoba Rippolder T3' | 'Nordex' | 'N90ls' | '2500' | '7100' | '80' | '90' | 'Noord-Beveland' | 'Zeeland' | '51.589591244' | '3.6868296492' | '19-01-2008' | ''
''611' | '620' | Jacoba Rippolder' | 'Jacoba Rippolder T4' | 'Nordex' | 'N90ls' | '2500' | '7100' | '80' | '90' | 'Noord-Beveland' | 'Zeeland' | '51.591601014' | '3.6915029054' | '19-01-2008' | ''
''611' | '620' | Jacoba Rippolder' | 'Jacoba Rippolder T5' | 'Nordex' | 'N90ls' | '2500' | '7100' | '80' | '90' | 'Noord-Beveland' | 'Zeeland' | '51.589234729' | '3.6950984891' | '19-01-2008' | ''
''612' | '566' | Jacobahaven' | 'Jacobahaven 1' | 'Vestas' | 'V90-3.0 MW' | '3000' | '7700' | '75' | '90' | 'Noord-Beveland' | 'Zeeland' | '51.599669019' | '3.6831026576' | '05-09-2006' | ''
''612' | '567' | Jacobahaven' | 'Jacobahaven 2' | 'Vestas' | 'V90-3.0 MW' | '3000' | '7700' | '80' | '90' | 'Noord-Beveland' | 'Zeeland' | '51.599710571' | '3.689048729' | '04-10-2006' | ''
''612' | '567' | Jacobahaven' | 'Jacobahaven 3' | 'Vestas' | 'V90-3.0 MW' | '3000' | '7700' | '80' | '90' | 'Noord-Beveland' | 'Zeeland' | '51.596835842' | '3.6824007441' | '04-10-2006' | ''
''613' | '586' | Kats II' | 'Kats II WTG 1' | 'Vestas' | 'V90-3.0 MW' | '3000' | '7100' | '80' | '90' | 'Noord-Beveland' | 'Zeeland' | '51.593830702' | '3.8687681419' | '06-06-2007' | ''
''613' | '586' | Kats II' | 'Kats II WTG 2' | 'Vestas' | 'V90-3.0 MW' | '3000' | '7100' | '80' | '90' | 'Noord-Beveland' | 'Zeeland' | '51.59067321' | '3.8727706219' | '06-06-2007' | ''
''613' | '586' | Kats II' | 'Kats II WTG 3' | 'Vestas' | 'V90-3.0 MW' | '3000' | '7100' | '80' | '90' | 'Noord-Beveland' | 'Zeeland' | '51.586958143' | '3.8753768275' | '06-06-2007' | ''
''614' | '846' | Kattenberg-Reedijk' | 'Kattenberg-Reedijk 01' | 'Nordex' | 'N117/2400' | '2400' | '7600' | '91.5' | '117' | 'Oisterwijk' | 'Noord-Brabant' | '51.524408512' | '5.2222283953' | '16-08-2016' | ''
''614' | '846' | Kattenberg-Reedijk' | 'Kattenberg-Reedijk 02' | 'Nordex' | 'N117/2400' | '2400' | '7600' | '91.5' | '117' | 'Oisterwijk' | 'Noord-Brabant' | '51.522298097' | '5.230146433' | '16-08-2016' | ''
''614' | '847' | Kattenberg-Reedijk' | 'Kattenberg-Reedijk 03' | 'Nordex' | 'N117/2400' | '2400' | '7600' | '91.5' | '117' | 'Oirschot' | 'Noord-Brabant' | '51.520186666' | '5.2376891283' | '16-08-2016' | ''
''614' | '847' | Kattenberg-Reedijk' | 'Kattenberg-Reedijk 04' | 'Nordex' | 'N117/2400' | '2400' | '7600' | '91.5' | '117' | 'Oirschot' | 'Noord-Brabant' | '51.51830671' | '5.2438040624' | '16-08-2016' | ''
''615' | '27' | Kennemerwind' | 'Kennemerwind 01' | 'Lagerwey' | 'LW 15/75' | '75' | '170' | '25' | '16' | 'Schagen' | 'Noord-Holland' | '52.743374742' | '4.6861206624' | '02-03-1990' | ''
''615' | '27' | Kennemerwind' | 'Kennemerwind 02' | 'Lagerwey' | 'LW 15/75' | '75' | '170' | '25' | '16' | 'Schagen' | 'Noord-Holland' | '52.742648076' | '4.6863395936' | '02-03-1990' | ''
''615' | '27' | Kennemerwind' | 'Kennemerwind 03' | 'Lagerwey' | 'LW 15/75' | '75' | '170' | '25' | '16' | 'Schagen' | 'Noord-Holland' | '52.741921409' | '4.6865585175' | '02-03-1990' | ''
''615' | '28' | Kennemerwind' | 'Kennemerwind 04' | 'Lagerwey' | 'LW 18/80' | '80' | '150' | '25' | '18' | 'Schagen' | 'Noord-Holland' | '52.745473424' | '4.6853910791' | '02-10-1994' | ''
''615' | '28' | Kennemerwind' | 'Kennemerwind 05' | 'Lagerwey' | 'LW 18/80' | '80' | '150' | '25' | '18' | 'Schagen' | 'Noord-Holland' | '52.744773806' | '4.6856244095' | '02-10-1994' | ''
''615' | '28' | Kennemerwind' | 'Kennemerwind 06' | 'Lagerwey' | 'LW 18/80' | '80' | '150' | '25' | '18' | 'Schagen' | 'Noord-Holland' | '52.744047228' | '4.6858581635' | '02-10-1994' | ''
''615' | '28' | Kennemerwind' | 'Kennemerwind 07' | 'Lagerwey' | 'LW 18/80' | '80' | '150' | '25' | '18' | 'Schagen' | 'Noord-Holland' | '52.741239761' | '4.6867915233' | '02-10-1994' | ''
''615' | '28' | Kennemerwind' | 'Kennemerwind 08' | 'Lagerwey' | 'LW 18/80' | '80' | '150' | '25' | '18' | 'Schagen' | 'Noord-Holland' | '52.740522166' | '4.6870250954' | '02-10-1994' | ''
''615' | '28' | Kennemerwind' | 'Kennemerwind 09' | 'Lagerwey' | 'LW 18/80' | '80' | '150' | '25' | '18' | 'Schagen' | 'Noord-Holland' | '52.739822544' | '4.6872583731' | '02-10-1994' | ''
''616' | '774' | Kerkmeerweg' | 'Kerkmeerweg 1' | 'Vestas' | 'V52-850 kW' | '850' | '2100' | '57' | '52' | 'Langedijk' | 'Noord-Holland' | '52.707835934' | '4.7715762204' | '02-12-2011' | ''
''616' | '774' | Kerkmeerweg' | 'Kerkmeerweg 2' | 'Vestas' | 'V52-850 kW' | '850' | '2100' | '57' | '52' | 'Langedijk' | 'Noord-Holland' | '52.7099684' | '4.7720642284' | '02-12-2011' | ''
''616' | '774' | Kerkmeerweg' | 'Kerkmeerweg 3' | 'Vestas' | 'V52-850 kW' | '850' | '2100' | '57' | '52' | 'Langedijk' | 'Noord-Holland' | '52.712038339' | '4.7726271484' | '02-12-2011' | ''
''617' | '853' | Kilwind' | 'Kilwind 1' | 'Enercon' | 'E-70 / 2300' | '2300' | '3400' | '85' | '71' | 'Dordrecht' | 'Zuid-Holland' | '51.759928901' | '4.6304513417' | '16-11-2016' | ''
''617' | '853' | Kilwind' | 'Kilwind 2' | 'Enercon' | 'E-70 / 2300' | '2300' | '3400' | '85' | '71' | 'Dordrecht' | 'Zuid-Holland' | '51.757615842' | '4.6313881301' | '16-11-2016' | ''
''617' | '853' | Kilwind' | 'Kilwind 3' | 'Enercon' | 'E-70 / 2300' | '2300' | '3400' | '85' | '71' | 'Dordrecht' | 'Zuid-Holland' | '51.755348926' | '4.6325123367' | '16-11-2016' | ''
''617' | '853' | Kilwind' | 'Kilwind 4' | 'Enercon' | 'E-70 / 2300' | '2300' | '3400' | '85' | '71' | 'Dordrecht' | 'Zuid-Holland' | '51.753054197' | '4.6335065484' | '16-11-2016' | ''
''618' | '348' | Klokbekertocht' | 'Klokbekertocht 1' | 'Vestas' | 'V66-1.65 MW' | '1650' | '3000' | '67' | '66' | 'Dronten' | 'Flevoland' | '52.564719075' | '5.5878829201' | '22-02-2002' | ''
''618' | '348' | Klokbekertocht' | 'Klokbekertocht 2' | 'Vestas' | 'V66-1.65 MW' | '1650' | '3000' | '67' | '66' | 'Dronten' | 'Flevoland' | '52.567669145' | '5.586539438' | '22-02-2002' | ''
''618' | '348' | Klokbekertocht' | 'Klokbekertocht 6' | 'Vestas' | 'V66-1.65 MW' | '1650' | '3000' | '67' | '66' | 'Dronten' | 'Flevoland' | '52.57064601' | '5.5852843977' | '22-02-2002' | ''
''618' | '348' | Klokbekertocht' | 'Klokbekertocht 3' | 'Vestas' | 'V66-1.65 MW' | '1650' | '3000' | '67' | '66' | 'Dronten' | 'Flevoland' | '52.573595973' | '5.5839848147' | '22-02-2002' | ''
''618' | '348' | Klokbekertocht' | 'Klokbekertocht 4' | 'Vestas' | 'V66-1.65 MW' | '1650' | '3000' | '67' | '66' | 'Dronten' | 'Flevoland' | '52.576545992' | '5.5826408018' | '22-02-2002' | ''
''618' | '348' | Klokbekertocht' | 'Klokbekertocht 5' | 'Vestas' | 'V66-1.65 MW' | '1650' | '3000' | '67' | '66' | 'Dronten' | 'Flevoland' | '52.579495898' | '5.5813556213' | '22-02-2002' | ''
''619' | '808' | Kloosterlanden' | 'Kloosterlanden 01' | 'Enercon' | 'E-92 / 2300' | '2350' | '5700' | '85' | '92' | 'Deventer' | 'Overijssel' | '52.235979451' | '6.184196704' | '16-09-2015' | ''
''619' | '808' | Kloosterlanden' | 'Kloosterlanden 02' | 'Enercon' | 'E-92 / 2300' | '2350' | '5700' | '85' | '92' | 'Deventer' | 'Overijssel' | '52.236000298' | '6.198295138' | '16-09-2015' | ''
''621' | '439' | Kluutweg' | 'Kluutweg 11-1' | 'Vestas' | 'V52-850 kW' | '850' | '1800' | '70' | '52' | 'Zeewolde' | 'Flevoland' | '52.342589343' | '5.352440985' | '24-12-2003' | ''
''621' | '439' | Kluutweg' | 'Kluutweg 11-2' | 'Vestas' | 'V52-850 kW' | '850' | '1800' | '70' | '52' | 'Zeewolde' | 'Flevoland' | '52.344441952' | '5.3566659004' | '24-12-2003' | ''
''621' | '439' | Kluutweg' | 'Kluutweg 10' | 'Vestas' | 'V52-850 kW' | '850' | '1800' | '70' | '52' | 'Zeewolde' | 'Flevoland' | '52.33890558' | '5.356669689' | '24-12-2003' | ''
''622' | '321' | Knarweg' | 'Knarweg 44-2' | 'Neg Micon' | 'NM52/ 900' | '900' | '1500' | '52' | '52' | 'Lelystad' | 'Flevoland' | '52.391819398' | '5.5400008926' | '26-01-2001' | ''
''622' | '322' | Knarweg' | 'Knarweg 34-1' | 'Neg Micon' | 'NM52/ 900' | '900' | '1700' | '55' | '52' | 'Lelystad' | 'Flevoland' | '52.400971113' | '5.523311171' | '30-12-2000' | ''
''622' | '322' | Knarweg' | 'Knarweg 38-1' | 'Neg Micon' | 'NM52/ 900' | '900' | '1700' | '55' | '52' | 'Lelystad' | 'Flevoland' | '52.39636875' | '5.5315245775' | '30-12-2000' | ''
''622' | '322' | Knarweg' | 'Knarweg 28-1' | 'Neg Micon' | 'NM52/ 900' | '900' | '1700' | '55' | '52' | 'Lelystad' | 'Flevoland' | '52.404998716' | '5.5141539227' | '30-12-2000' | ''
''622' | '322' | Knarweg' | 'Knarweg 26' | 'Neg Micon' | 'NM52/ 900' | '900' | '1700' | '55' | '52' | 'Lelystad' | 'Flevoland' | '52.40579763' | '5.5064559331' | '30-12-2000' | ''
''622' | '323' | Knarweg' | 'Knarweg 34-2' | 'Neg Micon' | 'NM54/1000' | '1000' | '1700' | '70' | '55' | 'Lelystad' | 'Flevoland' | '52.397297956' | '5.5127066701' | '11-11-2004' | ''
''622' | '323' | Knarweg' | 'Knarweg 34-3' | 'Neg Micon' | 'NM54/1000' | '1000' | '1700' | '70' | '55' | 'Lelystad' | 'Flevoland' | '52.395794064' | '5.5154791701' | '11-11-2004' | ''
''622' | '323' | Knarweg' | 'Knarweg 34-4' | 'Neg Micon' | 'NM54/1000' | '1000' | '1700' | '70' | '55' | 'Lelystad' | 'Flevoland' | '52.394299078' | '5.5182661998' | '11-11-2004' | ''
''622' | '323' | Knarweg' | 'Knarweg 38-2' | 'Neg Micon' | 'NM54/1000' | '1000' | '1700' | '70' | '55' | 'Lelystad' | 'Flevoland' | '52.392750084' | '5.5210675693' | '11-11-2004' | ''
''622' | '323' | Knarweg' | 'Knarweg 38-3' | 'Neg Micon' | 'NM54/1000' | '1000' | '1700' | '70' | '55' | 'Lelystad' | 'Flevoland' | '52.391237127' | '5.523736641' | '11-11-2004' | ''
''622' | '323' | Knarweg' | 'Knarweg 38-4' | 'Neg Micon' | 'NM54/1000' | '1000' | '1700' | '70' | '55' | 'Lelystad' | 'Flevoland' | '52.389751002' | '5.5264643745' | '11-11-2004' | ''
''622' | '323' | Knarweg' | 'Knarweg 28-2' | 'Neg Micon' | 'NM54/1000' | '1000' | '1700' | '70' | '55' | 'Lelystad' | 'Flevoland' | '52.400287331' | '5.50739615' | '11-11-2004' | ''
''622' | '323' | Knarweg' | 'Knarweg 28-3' | 'Neg Micon' | 'NM54/1000' | '1000' | '1700' | '70' | '55' | 'Lelystad' | 'Flevoland' | '52.398729715' | '5.5100954034' | '11-11-2004' | ''
''622' | '323' | Knarweg' | 'Knarweg 44-3' | 'Neg Micon' | 'NM54/1000' | '1000' | '1700' | '70' | '55' | 'Lelystad' | 'Flevoland' | '52.388210853' | '5.5292211308' | '11-11-2004' | ''
''622' | '323' | Knarweg' | 'Knarweg 44-4' | 'Neg Micon' | 'NM54/1000' | '1000' | '1700' | '70' | '55' | 'Lelystad' | 'Flevoland' | '52.386742594' | '5.5319338641' | '11-11-2004' | ''
''623' | '992' | Kneeshoek' | 'Kneeshoek II-1' | 'Enercon' | 'E-48 / 800' | '800' | '1900' | '45' | '48' | 'Hollands Kroon' | 'Noord-Holland' | '51.220671' | '4.848053' | '27-06-2019' | ''
''623' | '992' | Kneeshoek' | 'Kneeshoek II-2' | 'Enercon' | 'E-48 / 800' | '800' | '1900' | '45' | '48' | 'Hollands Kroon' | 'Noord-Holland' | '52.83929' | '4.83056' | '27-06-2019' | ''
''623' | '992' | Kneeshoek' | 'Kneeshoek II-3' | 'Enercon' | 'E-48 / 800' | '800' | '1900' | '45' | '48' | 'Hollands Kroon' | 'Noord-Holland' | '52.840137' | '4.832894' | '27-06-2019' | ''
''623' | '992' | Kneeshoek' | 'Kneeshoek II-4' | 'Enercon' | 'E-48 / 800' | '800' | '1900' | '45' | '48' | 'Hollands Kroon' | 'Noord-Holland' | '52.840975' | '4.835229' | '27-06-2019' | ''
''623' | '992' | Kneeshoek' | 'Kneeshoek II-5' | 'Enercon' | 'E-48 / 800' | '800' | '1900' | '45' | '48' | 'Hollands Kroon' | 'Noord-Holland' | '52.84183' | '4.837563' | '27-06-2019' | ''
''623' | '992' | Kneeshoek' | 'Kneeshoek II-6' | 'Enercon' | 'E-48 / 800' | '800' | '1900' | '45' | '48' | 'Hollands Kroon' | 'Noord-Holland' | '52.842668' | '4.839897' | '27-06-2019' | ''
''623' | '992' | Kneeshoek' | 'Kneeshoek II-7' | 'Enercon' | 'E-48 / 800' | '800' | '1900' | '45' | '48' | 'Hollands Kroon' | 'Noord-Holland' | '52.843532' | '4.842276' | '27-06-2019' | ''
''623' | '992' | Kneeshoek' | 'Kneeshoek II-8' | 'Enercon' | 'E-48 / 800' | '800' | '1900' | '45' | '48' | 'Hollands Kroon' | 'Noord-Holland' | '52.844362' | '4.844539' | '27-06-2019' | ''
''624' | '597' | Koegorspolder' | 'Koegorspolder 01' | 'Vestas' | 'V80-2.0 MW' | '2000' | '4500' | '78' | '80' | 'Terneuzen' | 'Zeeland' | '51.288550876' | '3.8396530758' | '02-12-2007' | ''
''624' | '597' | Koegorspolder' | 'Koegorspolder 03' | 'Vestas' | 'V80-2.0 MW' | '2000' | '4500' | '78' | '80' | 'Terneuzen' | 'Zeeland' | '51.279003316' | '3.8621222665' | '02-12-2007' | ''
''624' | '597' | Koegorspolder' | 'Koegorspolder 04' | 'Vestas' | 'V80-2.0 MW' | '2000' | '4500' | '78' | '80' | 'Terneuzen' | 'Zeeland' | '51.277831449' | '3.8653147517' | '02-12-2007' | ''
''624' | '597' | Koegorspolder' | 'Koegorspolder 05' | 'Vestas' | 'V80-2.0 MW' | '2000' | '4500' | '78' | '80' | 'Terneuzen' | 'Zeeland' | '51.272565671' | '3.8627523508' | '02-12-2007' | ''
''624' | '597' | Koegorspolder' | 'Koegorspolder 06' | 'Vestas' | 'V80-2.0 MW' | '2000' | '4500' | '78' | '80' | 'Terneuzen' | 'Zeeland' | '51.270478277' | '3.8530477386' | '02-12-2007' | ''
''624' | '597' | Koegorspolder' | 'Koegorspolder 07' | 'Vestas' | 'V80-2.0 MW' | '2000' | '4500' | '78' | '80' | 'Terneuzen' | 'Zeeland' | '51.268818126' | '3.860111237' | '02-12-2007' | ''
''624' | '597' | Koegorspolder' | 'Koegorspolder 08' | 'Vestas' | 'V80-2.0 MW' | '2000' | '4500' | '78' | '80' | 'Terneuzen' | 'Zeeland' | '51.269141992' | '3.8656179138' | '02-12-2007' | ''
''624' | '597' | Koegorspolder' | 'Koegorspolder 09' | 'Vestas' | 'V80-2.0 MW' | '2000' | '4500' | '78' | '80' | 'Terneuzen' | 'Zeeland' | '51.269679774' | '3.8710029293' | '02-12-2007' | ''
''624' | '597' | Koegorspolder' | 'Koegorspolder 10' | 'Vestas' | 'V80-2.0 MW' | '2000' | '4500' | '78' | '80' | 'Terneuzen' | 'Zeeland' | '51.290751407' | '3.8442384852' | '02-12-2007' | ''
''624' | '597' | Koegorspolder' | 'Koegorspolder 11' | 'Vestas' | 'V80-2.0 MW' | '2000' | '4500' | '78' | '80' | 'Terneuzen' | 'Zeeland' | '51.292895485' | '3.8493280791' | '02-12-2007' | ''
''624' | '597' | Koegorspolder' | 'Koegorspolder 12' | 'Vestas' | 'V80-2.0 MW' | '2000' | '4500' | '78' | '80' | 'Terneuzen' | 'Zeeland' | '51.293382944' | '3.8549324797' | '02-12-2007' | ''
''624' | '597' | Koegorspolder' | 'Koegorspolder 13' | 'Vestas' | 'V80-2.0 MW' | '2000' | '4500' | '78' | '80' | 'Terneuzen' | 'Zeeland' | '51.292554958' | '3.8603371298' | '02-12-2007' | ''
''624' | '597' | Koegorspolder' | 'Koegorspolder 14' | 'Vestas' | 'V80-2.0 MW' | '2000' | '4500' | '78' | '80' | 'Terneuzen' | 'Zeeland' | '51.291136799' | '3.8646285' | '02-12-2007' | ''
''624' | '597' | Koegorspolder' | 'Koegorspolder 15' | 'Vestas' | 'V80-2.0 MW' | '2000' | '4500' | '78' | '80' | 'Terneuzen' | 'Zeeland' | '51.288955046' | '3.8675972286' | '02-12-2007' | ''
''624' | '597' | Koegorspolder' | 'Koegorspolder 16' | 'Vestas' | 'V80-2.0 MW' | '2000' | '4500' | '78' | '80' | 'Terneuzen' | 'Zeeland' | '51.286420532' | '3.8697171715' | '02-12-2007' | ''
''624' | '597' | Koegorspolder' | 'Koegorspolder 17' | 'Vestas' | 'V80-2.0 MW' | '2000' | '4500' | '78' | '80' | 'Terneuzen' | 'Zeeland' | '51.289621678' | '3.8533092452' | '02-12-2007' | ''
''624' | '597' | Koegorspolder' | 'Koegorspolder 18' | 'Vestas' | 'V80-2.0 MW' | '2000' | '4500' | '78' | '80' | 'Terneuzen' | 'Zeeland' | '51.286530006' | '3.8588464335' | '02-12-2007' | ''
''624' | '597' | Koegorspolder' | 'Koegorspolder 19' | 'Vestas' | 'V80-2.0 MW' | '2000' | '4500' | '78' | '80' | 'Terneuzen' | 'Zeeland' | '51.28291779' | '3.8637837616' | '02-12-2007' | ''
''624' | '597' | Koegorspolder' | 'Koegorspolder 2' | 'Vestas' | 'V80-2.0 MW' | '2000' | '4500' | '78' | '80' | 'Terneuzen' | 'Zeeland' | '51.289277047' | '3.8469549673' | '02-12-2007' | ''
''624' | '597' | Koegorspolder' | 'Koegorspolder 20' | 'Vestas' | 'V80-2.0 MW' | '2000' | '4500' | '78' | '80' | 'Terneuzen' | 'Zeeland' | '51.286213842' | '3.8478178979' | '02-12-2007' | ''
''624' | '597' | Koegorspolder' | 'Koegorspolder 21' | 'Vestas' | 'V80-2.0 MW' | '2000' | '4500' | '78' | '80' | 'Terneuzen' | 'Zeeland' | '51.283478968' | '3.8497161755' | '02-12-2007' | ''
''624' | '597' | Koegorspolder' | 'Koegorspolder 22' | 'Vestas' | 'V80-2.0 MW' | '2000' | '4500' | '78' | '80' | 'Terneuzen' | 'Zeeland' | '51.28167852' | '3.8522566225' | '02-12-2007' | ''
''625' | '619' | Krabbersgat' | 'Enkhuizen-1' | 'Enercon' | 'E-48 / 800' | '800' | '1700' | '50' | '48' | 'Enkhuizen' | 'Noord-Holland' | '52.68463511' | '5.2765294798' | '12-12-2008' | ''
''625' | '619' | Krabbersgat' | 'Enkhuizen-2' | 'Enercon' | 'E-48 / 800' | '800' | '1700' | '50' | '48' | 'Enkhuizen' | 'Noord-Holland' | '52.68594028' | '5.2787740952' | '12-12-2008' | ''
''625' | '619' | Krabbersgat' | 'Enkhuizen-3' | 'Enercon' | 'E-48 / 800' | '800' | '1700' | '50' | '48' | 'Enkhuizen' | 'Noord-Holland' | '52.687245406' | '5.281018844' | '12-12-2008' | ''
''625' | '619' | Krabbersgat' | 'Enkhuizen-4' | 'Enercon' | 'E-48 / 800' | '800' | '1700' | '50' | '48' | 'Enkhuizen' | 'Noord-Holland' | '52.68855049' | '5.2832637261' | '12-12-2008' | ''
''625' | '619' | Krabbersgat' | 'Enkhuizen-5' | 'Enercon' | 'E-48 / 800' | '800' | '1700' | '50' | '48' | 'Enkhuizen' | 'Noord-Holland' | '52.689846544' | '5.2855087624' | '12-12-2008' | ''
''626' | '744' | Kreekraksluis' | 'Kreekraksluis 1' | 'Nordex' | 'N100/2500' | '2500' | '6800' | '80' | '100' | 'Reimerswaal' | 'Zeeland' | '51.461331226' | '4.225251956' | '02-10-2013' | ''
''626' | '744' | Kreekraksluis' | 'Kreekraksluis 2' | 'Nordex' | 'N100/2500' | '2500' | '6800' | '80' | '100' | 'Reimerswaal' | 'Zeeland' | '51.458519589' | '4.2236544768' | '02-10-2013' | ''
''626' | '744' | Kreekraksluis' | 'Kreekraksluis 3' | 'Nordex' | 'N100/2500' | '2500' | '6800' | '80' | '100' | 'Reimerswaal' | 'Zeeland' | '51.455718555' | '4.2231216999' | '02-10-2013' | ''
''626' | '744' | Kreekraksluis' | 'Kreekraksluis 4' | 'Nordex' | 'N100/2500' | '2500' | '6800' | '80' | '100' | 'Reimerswaal' | 'Zeeland' | '51.45262329' | '4.2237331548' | '02-10-2013' | ''
''626' | '744' | Kreekraksluis' | 'Kreekraksluis 5' | 'Nordex' | 'N100/2500' | '2500' | '6800' | '80' | '100' | 'Reimerswaal' | 'Zeeland' | '51.449618036' | '4.2243566142' | '02-10-2013' | ''
''626' | '744' | Kreekraksluis' | 'Kreekraksluis 6' | 'Nordex' | 'N100/2500' | '2500' | '6800' | '80' | '100' | 'Reimerswaal' | 'Zeeland' | '51.446720195' | '4.2249340914' | '02-10-2013' | ''
''626' | '744' | Kreekraksluis' | 'Kreekraksluis 7' | 'Nordex' | 'N100/2500' | '2500' | '6800' | '80' | '100' | 'Reimerswaal' | 'Zeeland' | '51.443795388' | '4.2255121812' | '02-10-2013' | ''
''626' | '744' | Kreekraksluis' | 'Kreekraksluis 8' | 'Nordex' | 'N100/2500' | '2500' | '6800' | '80' | '100' | 'Reimerswaal' | 'Zeeland' | '51.440861734' | '4.2261048048' | '02-10-2013' | ''
''626' | '744' | Kreekraksluis' | 'Kreekraksluis 9' | 'Nordex' | 'N100/2500' | '2500' | '6800' | '80' | '100' | 'Reimerswaal' | 'Zeeland' | '51.438012822' | '4.2270835413' | '02-10-2013' | ''
''626' | '744' | Kreekraksluis' | 'Kreekraksluis 10' | 'Nordex' | 'N100/2500' | '2500' | '6800' | '80' | '100' | 'Reimerswaal' | 'Zeeland' | '51.435270615' | '4.228850473' | '02-10-2013' | ''
''626' | '744' | Kreekraksluis' | 'Kreekraksluis 11' | 'Nordex' | 'N100/2500' | '2500' | '6800' | '80' | '100' | 'Reimerswaal' | 'Zeeland' | '51.432545784' | '4.2305592232' | '02-10-2013' | ''
''626' | '744' | Kreekraksluis' | 'Kreekraksluis 12' | 'Nordex' | 'N100/2500' | '2500' | '6800' | '80' | '100' | 'Reimerswaal' | 'Zeeland' | '51.454145978' | '4.2322265717' | '02-10-2013' | ''
''626' | '744' | Kreekraksluis' | 'Kreekraksluis 13' | 'Nordex' | 'N100/2500' | '2500' | '6800' | '80' | '100' | 'Reimerswaal' | 'Zeeland' | '51.451356228' | '4.2328296429' | '02-10-2013' | ''
''626' | '744' | Kreekraksluis' | 'Kreekraksluis 14' | 'Nordex' | 'N100/2500' | '2500' | '6800' | '80' | '100' | 'Reimerswaal' | 'Zeeland' | '51.445709082' | '4.2344688429' | '02-10-2013' | ''
''626' | '744' | Kreekraksluis' | 'Kreekraksluis 15' | 'Nordex' | 'N100/2500' | '2500' | '6800' | '80' | '100' | 'Reimerswaal' | 'Zeeland' | '51.442605334' | '4.2351371394' | '02-10-2013' | ''
''626' | '744' | Kreekraksluis' | 'Kreekraksluis 16' | 'Nordex' | 'N100/2500' | '2500' | '6800' | '80' | '100' | 'Reimerswaal' | 'Zeeland' | '51.439411993' | '4.2358363744' | '02-10-2013' | ''
''626' | '744' | Kreekraksluis' | 'Kreekraksluis 17' | 'Nordex' | 'N100/2500' | '2500' | '6800' | '80' | '100' | 'Reimerswaal' | 'Zeeland' | '51.43619126' | '4.236493053' | '02-10-2013' | ''
''626' | '744' | Kreekraksluis' | 'Kreekraksluis 18' | 'Nordex' | 'N100/2500' | '2500' | '6800' | '80' | '100' | 'Reimerswaal' | 'Zeeland' | '51.433655921' | '4.2355503335' | '02-10-2013' | ''
''626' | '744' | Kreekraksluis' | 'Kreekraksluis 19' | 'Nordex' | 'N100/2500' | '2500' | '6800' | '80' | '100' | 'Reimerswaal' | 'Zeeland' | '51.42455064' | '4.23930322' | '02-10-2013' | ''
''626' | '744' | Kreekraksluis' | 'Kreekraksluis 20' | 'Nordex' | 'N100/2500' | '2500' | '6800' | '80' | '100' | 'Reimerswaal' | 'Zeeland' | '51.420953268' | '4.2400551756' | '02-10-2013' | ''
''626' | '744' | Kreekraksluis' | 'Kreekraksluis 21' | 'Nordex' | 'N100/2500' | '2500' | '6800' | '80' | '100' | 'Reimerswaal' | 'Zeeland' | '51.417239338' | '4.240838694' | '02-10-2013' | ''
''626' | '744' | Kreekraksluis' | 'Kreekraksluis 22' | 'Nordex' | 'N100/2500' | '2500' | '6800' | '80' | '100' | 'Reimerswaal' | 'Zeeland' | '51.414225135' | '4.2414751223' | '02-10-2013' | ''
''626' | '744' | Kreekraksluis' | 'Kreekraksluis 23' | 'Nordex' | 'N100/2500' | '2500' | '6800' | '80' | '100' | 'Reimerswaal' | 'Zeeland' | '51.410663836' | '4.2422401986' | '02-10-2013' | ''
''626' | '744' | Kreekraksluis' | 'Kreekraksluis 24' | 'Nordex' | 'N100/2500' | '2500' | '6800' | '80' | '100' | 'Reimerswaal' | 'Zeeland' | '51.407084415' | '4.2429912342' | '02-10-2013' | ''
''626' | '744' | Kreekraksluis' | 'Kreekraksluis 25' | 'Nordex' | 'N100/2500' | '2500' | '6800' | '80' | '100' | 'Reimerswaal' | 'Zeeland' | '51.403531808' | '4.243727105' | '02-10-2013' | ''
''626' | '744' | Kreekraksluis' | 'Kreekraksluis 26' | 'Nordex' | 'N100/2500' | '2500' | '6800' | '80' | '100' | 'Reimerswaal' | 'Zeeland' | '51.423340311' | '4.2278163996' | '02-10-2013' | ''
''626' | '744' | Kreekraksluis' | 'Kreekraksluis 27' | 'Nordex' | 'N100/2500' | '2500' | '6800' | '80' | '100' | 'Reimerswaal' | 'Zeeland' | '51.419941876' | '4.2286792075' | '02-10-2013' | ''
''626' | '744' | Kreekraksluis' | 'Kreekraksluis 28' | 'Nordex' | 'N100/2500' | '2500' | '6800' | '80' | '100' | 'Reimerswaal' | 'Zeeland' | '51.416926031' | '4.2291440022' | '02-10-2013' | ''
''626' | '744' | Kreekraksluis' | 'Kreekraksluis 29' | 'Nordex' | 'N100/2500' | '2500' | '6800' | '80' | '100' | 'Reimerswaal' | 'Zeeland' | '51.413518454' | '4.2299924422' | '02-10-2013' | ''
''626' | '744' | Kreekraksluis' | 'Kreekraksluis 30' | 'Nordex' | 'N100/2500' | '2500' | '6800' | '80' | '100' | 'Reimerswaal' | 'Zeeland' | '51.410538265' | '4.2304274275' | '02-10-2013' | ''
''626' | '744' | Kreekraksluis' | 'Kreekraksluis 31' | 'Nordex' | 'N100/2500' | '2500' | '6800' | '80' | '100' | 'Reimerswaal' | 'Zeeland' | '51.407550654' | '4.2310206529' | '02-10-2013' | ''
''626' | '744' | Kreekraksluis' | 'Kreekraksluis 32' | 'Nordex' | 'N100/2500' | '2500' | '6800' | '80' | '100' | 'Reimerswaal' | 'Zeeland' | '51.458451981' | '4.2322324913' | '02-10-2013' | ''
''626' | '744' | Kreekraksluis' | 'Kreekraksluis 33' | 'Nordex' | 'N100/2500' | '2500' | '6800' | '80' | '100' | 'Reimerswaal' | 'Zeeland' | '51.448451632' | '4.2336369595' | '02-10-2013' | ''
''627' | '560' | Kubbeweg' | 'Kubbeweg 04' | 'Vestas' | 'V80-2.0 MW' | '2000' | '4300' | '70' | '80' | 'Dronten' | 'Flevoland' | '52.458972935' | '5.6227723454' | '18-03-2006' | ''
''627' | '560' | Kubbeweg' | 'Kubbeweg 07' | 'Vestas' | 'V80-2.0 MW' | '2000' | '4300' | '70' | '80' | 'Dronten' | 'Flevoland' | '52.456413871' | '5.6260836299' | '18-03-2006' | ''
''627' | '560' | Kubbeweg' | 'Kubbeweg 09' | 'Vestas' | 'V80-2.0 MW' | '2000' | '4300' | '70' | '80' | 'Dronten' | 'Flevoland' | '52.453863882' | '5.6293063144' | '18-03-2006' | ''
''627' | '560' | Kubbeweg' | 'Kubbeweg 01' | 'Vestas' | 'V80-2.0 MW' | '2000' | '4300' | '70' | '80' | 'Dronten' | 'Flevoland' | '52.451278067' | '5.6324254568' | '18-03-2006' | ''
''627' | '560' | Kubbeweg' | 'Kubbeweg 03' | 'Vestas' | 'V80-2.0 MW' | '2000' | '4300' | '70' | '80' | 'Dronten' | 'Flevoland' | '52.448718638' | '5.6357797353' | '18-03-2006' | ''
''627' | '560' | Kubbeweg' | 'Kubbeweg 02' | 'Vestas' | 'V80-2.0 MW' | '2000' | '4300' | '70' | '80' | 'Dronten' | 'Flevoland' | '52.441049659' | '5.6454285063' | '18-03-2006' | ''
''627' | '560' | Kubbeweg' | 'Kubbeweg 08' | 'Vestas' | 'V80-2.0 MW' | '2000' | '4300' | '70' | '80' | 'Dronten' | 'Flevoland' | '52.438480999' | '5.648722381' | '18-03-2006' | ''
''627' | '560' | Kubbeweg' | 'Kubbeweg 13' | 'Vestas' | 'V80-2.0 MW' | '2000' | '4300' | '70' | '80' | 'Dronten' | 'Flevoland' | '52.446159393' | '5.6390012496' | '18-03-2006' | ''
''627' | '560' | Kubbeweg' | 'Kubbeweg 15' | 'Vestas' | 'V80-2.0 MW' | '2000' | '4300' | '70' | '80' | 'Dronten' | 'Flevoland' | '52.443627023' | '5.6422225468' | '18-03-2006' | ''
''627' | '560' | Kubbeweg' | 'Kubbeweg 12' | 'Vestas' | 'V80-2.0 MW' | '2000' | '4300' | '70' | '80' | 'Dronten' | 'Flevoland' | '52.467283048' | '5.6458760995' | '18-03-2006' | ''
''627' | '560' | Kubbeweg' | 'Kubbeweg 16' | 'Vestas' | 'V80-2.0 MW' | '2000' | '4300' | '70' | '80' | 'Dronten' | 'Flevoland' | '52.464696609' | '5.6490835051' | '18-03-2006' | ''
''627' | '560' | Kubbeweg' | 'Kubbeweg 17' | 'Vestas' | 'V80-2.0 MW' | '2000' | '4300' | '70' | '80' | 'Dronten' | 'Flevoland' | '52.462128025' | '5.6523053571' | '18-03-2006' | ''
''627' | '560' | Kubbeweg' | 'Kubbeweg 05' | 'Vestas' | 'V80-2.0 MW' | '2000' | '4300' | '70' | '80' | 'Dronten' | 'Flevoland' | '52.451852731' | '5.6652184455' | '18-03-2006' | ''
''627' | '560' | Kubbeweg' | 'Kubbeweg 06' | 'Vestas' | 'V80-2.0 MW' | '2000' | '4300' | '70' | '80' | 'Dronten' | 'Flevoland' | '52.449319616' | '5.668453364' | '18-03-2006' | ''
''627' | '560' | Kubbeweg' | 'Kubbeweg 11' | 'Vestas' | 'V80-2.0 MW' | '2000' | '4300' | '70' | '80' | 'Dronten' | 'Flevoland' | '52.459559252' | '5.6555709738' | '18-03-2006' | ''
''627' | '560' | Kubbeweg' | 'Kubbeweg 14' | 'Vestas' | 'V80-2.0 MW' | '2000' | '4300' | '70' | '80' | 'Dronten' | 'Flevoland' | '52.457008564' | '5.6587480494' | '18-03-2006' | ''
''627' | '560' | Kubbeweg' | 'Kubbeweg 18' | 'Vestas' | 'V80-2.0 MW' | '2000' | '4300' | '70' | '80' | 'Dronten' | 'Flevoland' | '52.454466642' | '5.6619836594' | '18-03-2006' | ''
''628' | '795' | Laaksche Vaart' | 'Laaksche Vaart 01' | 'Vestas' | 'V90-2.0 MW' | '2000' | '5700' | '105' | '90' | 'Halderberge' | 'Noord-Brabant' | '51.607998726' | '4.5990042853' | '02-11-2014' | ''
''628' | '795' | Laaksche Vaart' | 'Laaksche Vaart 02' | 'Vestas' | 'V90-2.0 MW' | '2000' | '5700' | '105' | '90' | 'Halderberge' | 'Noord-Brabant' | '51.611414895' | '4.5990604097' | '02-11-2014' | ''
''628' | '795' | Laaksche Vaart' | 'Laaksche Vaart 03' | 'Vestas' | 'V90-2.0 MW' | '2000' | '5700' | '105' | '90' | 'Halderberge' | 'Noord-Brabant' | '51.614831064' | '4.5991165413' | '02-11-2014' | ''
''628' | '795' | Laaksche Vaart' | 'Laaksche Vaart 04' | 'Vestas' | 'V90-2.0 MW' | '2000' | '5700' | '105' | '90' | 'Halderberge' | 'Noord-Brabant' | '51.618238243' | '4.5991728361' | '02-11-2014' | ''
''628' | '795' | Laaksche Vaart' | 'Laaksche Vaart 05' | 'Vestas' | 'V90-2.0 MW' | '2000' | '5700' | '105' | '90' | 'Halderberge' | 'Noord-Brabant' | '51.621645325' | '4.5992146989' | '02-11-2014' | ''
''629' | '797' | Laarakkerdijk' | 'Laarakkerdijk 1' | 'Senvion' | 'MM100' | '2000' | '6000' | '100' | '100' | 'Reusel-De Mierden' | 'Noord-Brabant' | '51.340498553' | '5.1359227827' | '02-02-2015' | ''
''629' | '797' | Laarakkerdijk' | 'Laarakkerdijk 2' | 'Senvion' | 'MM100' | '2000' | '6000' | '100' | '100' | 'Reusel-De Mierden' | 'Noord-Brabant' | '51.336202718' | '5.1362907883' | '02-02-2015' | ''
''629' | '797' | Laarakkerdijk' | 'Laarakkerdijk 3' | 'Senvion' | 'MM100' | '2000' | '6000' | '100' | '100' | 'Reusel-De Mierden' | 'Noord-Brabant' | '51.331906849' | '5.1366443754' | '02-02-2015' | ''
''629' | '797' | Laarakkerdijk' | 'Laarakkerdijk 4' | 'Senvion' | 'MM100' | '2000' | '6000' | '100' | '100' | 'Reusel-De Mierden' | 'Noord-Brabant' | '51.327619967' | '5.1369978462' | '02-02-2015' | ''
''629' | '797' | Laarakkerdijk' | 'Laarakkerdijk 5' | 'Senvion' | 'MM100' | '2000' | '6000' | '100' | '100' | 'Reusel-De Mierden' | 'Noord-Brabant' | '51.323324125' | '5.137365645' | '02-02-2015' | ''
''630' | '815' | Landtong' | 'Landtong 01' | 'Vestas' | 'V90-3.0 MW' | '3000' | '7800' | '80' | '90' | 'Rotterdam' | 'Zuid-Holland' | '51.937588746' | '4.1891587995' | '02-10-2015' | ''
''630' | '815' | Landtong' | 'Landtong 02' | 'Vestas' | 'V90-3.0 MW' | '3000' | '7800' | '80' | '90' | 'Rotterdam' | 'Zuid-Holland' | '51.939614558' | '4.1850761358' | '02-10-2015' | ''
''631' | '591' | Landtong Rozenburg' | 'Landtong 04' | 'Neg Micon' | 'NM64/1500' | '1500' | '3800' | '78' | '64' | 'Rotterdam' | 'Zuid-Holland' | '51.956345608' | '4.1514849522' | '13-07-2007' | ''
''631' | '591' | Landtong Rozenburg' | 'Landtong 05' | 'Neg Micon' | 'NM64/1500' | '1500' | '3800' | '78' | '64' | 'Rotterdam' | 'Zuid-Holland' | '51.954205065' | '4.1556611211' | '13-07-2007' | ''
''631' | '591' | Landtong Rozenburg' | 'Landtong 02' | 'Neg Micon' | 'NM64/1500' | '1500' | '3800' | '78' | '64' | 'Rotterdam' | 'Zuid-Holland' | '51.962901776' | '4.1381645135' | '13-07-2007' | ''
''631' | '591' | Landtong Rozenburg' | 'Landtong 03' | 'Neg Micon' | 'NM64/1500' | '1500' | '3800' | '78' | '64' | 'Rotterdam' | 'Zuid-Holland' | '51.960683452' | '4.1425914589' | '13-07-2007' | ''
''631' | '591' | Landtong Rozenburg' | 'Landtong 01' | 'Neg Micon' | 'NM64/1500' | '1500' | '3800' | '78' | '64' | 'Rotterdam' | 'Zuid-Holland' | '51.958491765' | '4.1470026765' | '13-07-2007' | ''
''631' | '591' | Landtong Rozenburg' | 'Landtong 06' | 'Neg Micon' | 'NM64/1500' | '1500' | '3800' | '78' | '64' | 'Rotterdam' | 'Zuid-Holland' | '51.949668819' | '4.1645865407' | '13-07-2007' | ''
''631' | '591' | Landtong Rozenburg' | 'Landtong 07' | 'Neg Micon' | 'NM64/1500' | '1500' | '3800' | '78' | '64' | 'Rotterdam' | 'Zuid-Holland' | '51.944651427' | '4.174861324' | '13-07-2007' | ''
''631' | '591' | Landtong Rozenburg' | 'Landtong 08' | 'Neg Micon' | 'NM64/1500' | '1500' | '3800' | '78' | '64' | 'Rotterdam' | 'Zuid-Holland' | '51.943004026' | '4.1781202199' | '13-07-2007' | ''
''631' | '591' | Landtong Rozenburg' | 'Landtong 09' | 'Neg Micon' | 'NM64/1500' | '1500' | '3800' | '78' | '64' | 'Rotterdam' | 'Zuid-Holland' | '51.948041791' | '4.1680492831' | '13-07-2007' | ''
''631' | '591' | Landtong Rozenburg' | 'Landtong 10' | 'Neg Micon' | 'NM64/1500' | '1500' | '3800' | '78' | '64' | 'Rotterdam' | 'Zuid-Holland' | '51.946351152' | '4.1714553103' | '13-07-2007' | ''
''632' | '646' | Lansinghage' | 'Lansinghage-1' | 'Vestas' | 'V90-3.0 MW' | '3000' | '6500' | '80' | '90' | 'Zoetermeer' | 'Zuid-Holland' | '52.039883722' | '4.5129979542' | '02-02-2011' | ''
''632' | '646' | Lansinghage' | 'Lansinghage-2' | 'Vestas' | 'V90-3.0 MW' | '3000' | '6500' | '80' | '90' | 'Zoetermeer' | 'Zuid-Holland' | '52.036922027' | '4.5099804978' | '02-02-2011' | ''
''632' | '646' | Lansinghage' | 'Lansinghage-3' | 'Vestas' | 'V90-3.0 MW' | '3000' | '6500' | '80' | '90' | 'Zoetermeer' | 'Zuid-Holland' | '52.03422573' | '4.5064044165' | '02-02-2011' | ''
''633' | '787' | Leeuwarden' | 'Leeuwarden 01' | 'Enercon' | 'E-44 / 900' | '900' | '1500' | '45' | '44' | 'Leeuwarden' | 'FryslÃ¢n' | '53.189415017' | '5.7572428187' | '02-06-2014' | ''
''633' | '787' | Leeuwarden' | 'Leeuwarden 02' | 'Enercon' | 'E-44 / 900' | '900' | '1500' | '45' | '44' | 'Leeuwarden' | 'FryslÃ¢n' | '53.188064052' | '5.758248557' | '02-06-2014' | ''
''634' | '662' | Lely Flevoland' | 'Lely' | 'Lagerwey' | 'L93-2.6MW' | '2600' | '7000' | '90' | '93' | 'Lelystad' | 'Flevoland' | '52.517794651' | '5.5890248209' | '02-03-2012' | ''
''634' | '662' | Lely Flevoland' | 'Lely' | 'Lagerwey' | 'L93-2.6MW' | '2600' | '7000' | '90' | '93' | 'Lelystad' | 'Flevoland' | '52.514702337' | '5.5894231562' | '02-03-2012' | ''
''635' | '805' | Lelystad-Noord' | 'Lelystad-Noord 01' | 'Enercon' | 'E-115 / 3000' | '3000' | '10700' | '135' | '115' | 'Lelystad' | 'Flevoland' | '52.546901513' | '5.556430406' | '02-04-2015' | ''
''635' | '805' | Lelystad-Noord' | 'Lelystad-Noord 02' | 'Enercon' | 'E-115 / 3000' | '3000' | '10700' | '135' | '115' | 'Lelystad' | 'Flevoland' | '52.547086279' | '5.5652764667' | '02-04-2015' | ''
''636' | '390' | Lepelaarpad' | 'Lepelaarpad 08' | 'Neg Micon' | 'NM54/ 950' | '950' | '1900' | '70' | '55' | 'Zeewolde' | 'Flevoland' | '52.393830859' | '5.5017959487' | '27-02-2003' | ''
''636' | '390' | Lepelaarpad' | 'Lepelaarpad 05' | 'Neg Micon' | 'NM54/ 950' | '950' | '1900' | '70' | '55' | 'Zeewolde' | 'Flevoland' | '52.397465376' | '5.5072709454' | '27-02-2003' | ''
''636' | '390' | Lepelaarpad' | 'Lepelaarpad 06' | 'Neg Micon' | 'NM54/ 950' | '950' | '1900' | '70' | '55' | 'Zeewolde' | 'Flevoland' | '52.395289424' | '5.4990964517' | '27-02-2003' | ''
''636' | '391' | Lepelaarpad' | 'Lepelaarpad 05' | 'Neg Micon' | 'NM54/1000' | '1000' | '1700' | '70' | '55' | 'Zeewolde' | 'Flevoland' | '52.398987006' | '5.5045421885' | '30-03-2005' | ''
''637' | '329' | Lepelaarweg' | 'Lepelaarweg' | 'Neg Micon' | 'NM52/ 900' | '900' | '1600' | '55' | '52' | 'Zeewolde' | 'Flevoland' | '52.385716179' | '5.4909054248' | '16-03-2001' | ''
''637' | '330' | Lepelaarweg' | 'Lepelaarweg 01' | 'Neg Micon' | 'NM54/ 950' | '950' | '1700' | '55' | '55' | 'Zeewolde' | 'Flevoland' | '52.40149454' | '5.4731629615' | '11-02-2003' | ''
''637' | '330' | Lepelaarweg' | 'Lepelaarweg 02-1' | 'Neg Micon' | 'NM54/ 950' | '950' | '1700' | '55' | '55' | 'Zeewolde' | 'Flevoland' | '52.400184506' | '5.4701629767' | '11-02-2003' | ''
''637' | '330' | Lepelaarweg' | 'Lepelaarweg 10' | 'Neg Micon' | 'NM54/ 950' | '950' | '1700' | '55' | '55' | 'Zeewolde' | 'Flevoland' | '52.391899413' | '5.480342698' | '11-02-2003' | ''
''637' | '330' | Lepelaarweg' | 'Lepelaarweg 06' | 'Neg Micon' | 'NM54/ 950' | '950' | '1700' | '55' | '55' | 'Zeewolde' | 'Flevoland' | '52.395714027' | '5.4752526601' | '11-02-2003' | ''
''637' | '331' | Lepelaarweg' | 'Lepelaarweg 13' | 'Neg Micon' | 'NM54/ 950' | '950' | '1900' | '70' | '55' | 'Zeewolde' | 'Flevoland' | '52.390203243' | '5.4882717369' | '04-04-2003' | ''
''637' | '331' | Lepelaarweg' | 'Lepelaarweg 17-1' | 'Neg Micon' | 'NM54/ 950' | '950' | '1900' | '70' | '55' | 'Zeewolde' | 'Flevoland' | '52.382317261' | '5.5023683261' | '04-04-2003' | ''
''637' | '331' | Lepelaarweg' | 'Lepelaarweg 12' | 'Neg Micon' | 'NM54/ 950' | '950' | '1900' | '70' | '55' | 'Zeewolde' | 'Flevoland' | '52.387754761' | '5.4927022854' | '04-04-2003' | ''
''637' | '331' | Lepelaarweg' | 'Lepelaarweg 14' | 'Neg Micon' | 'NM54/ 950' | '950' | '1900' | '70' | '55' | 'Zeewolde' | 'Flevoland' | '52.388515612' | '5.4858735004' | '04-04-2003' | ''
''637' | '331' | Lepelaarweg' | 'Lepelaarweg 21' | 'Neg Micon' | 'NM54/ 950' | '950' | '1900' | '70' | '55' | 'Zeewolde' | 'Flevoland' | '52.378832871' | '5.5085715477' | '04-04-2003' | ''
''637' | '332' | Lepelaarweg' | 'Lepelaarweg 07' | 'Vestas' | 'V52-850 kW' | '850' | '1700' | '55' | '52' | 'Zeewolde' | 'Flevoland' | '52.396888995' | '5.4784138293' | '11-02-2004' | ''
''637' | '332' | Lepelaarweg' | 'Lepelaarweg' | 'Vestas' | 'V52-850 kW' | '850' | '1700' | '55' | '52' | 'Zeewolde' | 'Flevoland' | '52.393344183' | '5.48312235' | '11-02-2004' | ''
''637' | '333' | Lepelaarweg' | 'Lepelaarweg' | 'Neg Micon' | 'NM54/1000' | '1000' | '1600' | '55' | '55' | 'Zeewolde' | 'Flevoland' | '52.381872493' | '5.4975350602' | '08-07-2004' | ''
''637' | '334' | Lepelaarweg' | 'Lepelaarweg 17-2' | 'Neg Micon' | 'NM54/1000' | '1000' | '1700' | '70' | '55' | 'Zeewolde' | 'Flevoland' | '52.383595658' | '5.5001244138' | '10-03-2005' | ''
''637' | '334' | Lepelaarweg' | 'Lepelaarweg 02-2' | 'Neg Micon' | 'NM54/1000' | '1000' | '1700' | '70' | '55' | 'Zeewolde' | 'Flevoland' | '52.380377799' | '5.5004540011' | '10-03-2005' | ''
''637' | '334' | Lepelaarweg' | 'Lepelaarweg 02-3' | 'Neg Micon' | 'NM54/1000' | '1000' | '1700' | '70' | '55' | 'Zeewolde' | 'Flevoland' | '52.377190615' | '5.5061439037' | '10-03-2005' | ''
''638' | '475' | Lijsbeth Tijs' | 'Lijsbeth Tijs 7' | 'Vestas' | 'V52-850 kW' | '850' | '1700' | '49' | '52' | 'Koggenland' | 'Noord-Holland' | '52.629498534' | '5.0034693304' | '13-05-2004' | ''
''638' | '883' | Lijsbeth Tijs' | 'Lijsbeth Tijs II 1' | 'Siemens Gamesa' | 'G52-850' | '850' | '1800' | '49' | '52' | 'Koggenland' | 'Noord-Holland' | '52.625307843' | '4.9836568964' | '02-06-2017' | ''
''638' | '883' | Lijsbeth Tijs' | 'Lijsbeth Tijs II 2' | 'Siemens Gamesa' | 'G52-850' | '850' | '1800' | '49' | '52' | 'Koggenland' | 'Noord-Holland' | '52.625910766' | '4.9865460508' | '02-06-2017' | ''
''638' | '883' | Lijsbeth Tijs' | 'Lijsbeth Tijs II 3' | 'Siemens Gamesa' | 'G52-850' | '850' | '1800' | '49' | '52' | 'Koggenland' | 'Noord-Holland' | '52.626586699' | '4.9897890804' | '02-06-2017' | ''
''638' | '883' | Lijsbeth Tijs' | 'Lijsbeth Tijs II 4' | 'Siemens Gamesa' | 'G52-850' | '850' | '1800' | '49' | '52' | 'Koggenland' | 'Noord-Holland' | '52.627280517' | '4.9930320489' | '02-06-2017' | ''
''638' | '883' | Lijsbeth Tijs' | 'Lijsbeth Tijs II 5' | 'Siemens Gamesa' | 'G52-850' | '850' | '1800' | '49' | '52' | 'Koggenland' | 'Noord-Holland' | '52.628046967' | '4.9965255554' | '02-06-2017' | ''
''638' | '883' | Lijsbeth Tijs' | 'Lijsbeth Tijs II 6' | 'Siemens Gamesa' | 'G52-850' | '850' | '1800' | '49' | '52' | 'Koggenland' | 'Noord-Holland' | '52.628732336' | '4.9999903565' | '02-06-2017' | ''
''639' | '590' | Lopik' | 'Lopik 1' | 'Vestas' | 'V80-2.0 MW' | '2000' | '4200' | '78' | '80' | 'Lopik' | 'Utrecht' | '51.992290894' | '4.9605359777' | '02-07-2007' | ''
''639' | '590' | Lopik' | 'Lopik 2' | 'Vestas' | 'V80-2.0 MW' | '2000' | '4200' | '78' | '80' | 'Lopik' | 'Utrecht' | '51.989089301' | '4.9625318392' | '02-07-2007' | ''
''639' | '590' | Lopik' | 'Lopik 3' | 'Vestas' | 'V80-2.0 MW' | '2000' | '4200' | '78' | '80' | 'Lopik' | 'Utrecht' | '51.986022177' | '4.9644388024' | '02-07-2007' | ''
''640' | '803' | Luchterduinen' | 'Luchterduinen 01' | 'Vestas' | 'V112-3.0 MW' | '3000' | '12000' | '81' | '112' | 'Offshore' | 'Offshore' | '52.377446758' | '4.1647046442' | '23-05-2015' | ''
''640' | '803' | Luchterduinen' | 'Luchterduinen 02' | 'Vestas' | 'V112-3.0 MW' | '3000' | '12000' | '81' | '112' | 'Offshore' | 'Offshore' | '52.380124037' | '4.1567726637' | '23-05-2015' | ''
''640' | '803' | Luchterduinen' | 'Luchterduinen 03' | 'Vestas' | 'V112-3.0 MW' | '3000' | '12000' | '81' | '112' | 'Offshore' | 'Offshore' | '52.382809612' | '4.1488247924' | '23-05-2015' | ''
''640' | '803' | Luchterduinen' | 'Luchterduinen 04' | 'Vestas' | 'V112-3.0 MW' | '3000' | '12000' | '81' | '112' | 'Offshore' | 'Offshore' | '52.385512466' | '4.1408607703' | '23-05-2015' | ''
''640' | '803' | Luchterduinen' | 'Luchterduinen 05' | 'Vestas' | 'V112-3.0 MW' | '3000' | '12000' | '81' | '112' | 'Offshore' | 'Offshore' | '52.388188133' | '4.1329259159' | '23-05-2015' | ''
''640' | '803' | Luchterduinen' | 'Luchterduinen 06' | 'Vestas' | 'V112-3.0 MW' | '3000' | '12000' | '81' | '112' | 'Offshore' | 'Offshore' | '52.390881079' | '4.1249749075' | '23-05-2015' | ''
''640' | '803' | Luchterduinen' | 'Luchterduinen 07' | 'Vestas' | 'V112-3.0 MW' | '3000' | '12000' | '81' | '112' | 'Offshore' | 'Offshore' | '52.384379592' | '4.1693316214' | '23-05-2015' | ''
''640' | '803' | Luchterduinen' | 'Luchterduinen 08' | 'Vestas' | 'V112-3.0 MW' | '3000' | '12000' | '81' | '112' | 'Offshore' | 'Offshore' | '52.387005235' | '4.1615910854' | '23-05-2015' | ''
''640' | '803' | Luchterduinen' | 'Luchterduinen 09' | 'Vestas' | 'V112-3.0 MW' | '3000' | '12000' | '81' | '112' | 'Offshore' | 'Offshore' | '52.389612396' | '4.1538501354' | '23-05-2015' | ''
''640' | '803' | Luchterduinen' | 'Luchterduinen 10' | 'Vestas' | 'V112-3.0 MW' | '3000' | '12000' | '81' | '112' | 'Offshore' | 'Offshore' | '52.392237019' | '4.1461077744' | '23-05-2015' | ''
''640' | '803' | Luchterduinen' | 'Luchterduinen 11' | 'Vestas' | 'V112-3.0 MW' | '3000' | '12000' | '81' | '112' | 'Offshore' | 'Offshore' | '52.394852145' | '4.1383647524' | '23-05-2015' | ''
''640' | '803' | Luchterduinen' | 'Luchterduinen 12' | 'Vestas' | 'V112-3.0 MW' | '3000' | '12000' | '81' | '112' | 'Offshore' | 'Offshore' | '52.397475746' | '4.1306205647' | '23-05-2015' | ''
''640' | '803' | Luchterduinen' | 'Luchterduinen 13' | 'Vestas' | 'V112-3.0 MW' | '3000' | '12000' | '81' | '112' | 'Offshore' | 'Offshore' | '52.391321526' | '4.1739891681' | '23-05-2015' | ''
''640' | '803' | Luchterduinen' | 'Luchterduinen 14' | 'Vestas' | 'V112-3.0 MW' | '3000' | '12000' | '81' | '112' | 'Offshore' | 'Offshore' | '52.393868866' | '4.1664702454' | '23-05-2015' | ''
''640' | '803' | Luchterduinen' | 'Luchterduinen 15' | 'Vestas' | 'V112-3.0 MW' | '3000' | '12000' | '81' | '112' | 'Offshore' | 'Offshore' | '52.396415572' | '4.1589357718' | '23-05-2015' | ''
''640' | '803' | Luchterduinen' | 'Luchterduinen 16' | 'Vestas' | 'V112-3.0 MW' | '3000' | '12000' | '81' | '112' | 'Offshore' | 'Offshore' | '52.398961641' | '4.1513857447' | '23-05-2015' | ''
''640' | '803' | Luchterduinen' | 'Luchterduinen 17' | 'Vestas' | 'V112-3.0 MW' | '3000' | '12000' | '81' | '112' | 'Offshore' | 'Offshore' | '52.401507379' | '4.1438495436' | '23-05-2015' | ''
''640' | '803' | Luchterduinen' | 'Luchterduinen 18' | 'Vestas' | 'V112-3.0 MW' | '3000' | '12000' | '81' | '112' | 'Offshore' | 'Offshore' | '52.404061619' | '4.1363122256' | '23-05-2015' | ''
''640' | '803' | Luchterduinen' | 'Luchterduinen 19' | 'Vestas' | 'V112-3.0 MW' | '3000' | '12000' | '81' | '112' | 'Offshore' | 'Offshore' | '52.398072769' | '4.1784770341' | '23-05-2015' | ''
''640' | '803' | Luchterduinen' | 'Luchterduinen 20' | 'Vestas' | 'V112-3.0 MW' | '3000' | '12000' | '81' | '112' | 'Offshore' | 'Offshore' | '52.400559297' | '4.1711352338' | '23-05-2015' | ''
''640' | '803' | Luchterduinen' | 'Luchterduinen 21' | 'Vestas' | 'V112-3.0 MW' | '3000' | '12000' | '81' | '112' | 'Offshore' | 'Offshore' | '52.403036532' | '4.1638075518' | '23-05-2015' | ''
''640' | '803' | Luchterduinen' | 'Luchterduinen 22' | 'Vestas' | 'V112-3.0 MW' | '3000' | '12000' | '81' | '112' | 'Offshore' | 'Offshore' | '52.405513309' | '4.1564790529' | '23-05-2015' | ''
''640' | '803' | Luchterduinen' | 'Luchterduinen 23' | 'Vestas' | 'V112-3.0 MW' | '3000' | '12000' | '81' | '112' | 'Offshore' | 'Offshore' | '52.407998615' | '4.149149486' | '23-05-2015' | ''
''640' | '803' | Luchterduinen' | 'Luchterduinen 24' | 'Vestas' | 'V112-3.0 MW' | '3000' | '12000' | '81' | '112' | 'Offshore' | 'Offshore' | '52.410465492' | '4.1418196045' | '23-05-2015' | ''
''640' | '803' | Luchterduinen' | 'Luchterduinen 25' | 'Vestas' | 'V112-3.0 MW' | '3000' | '12000' | '81' | '112' | 'Offshore' | 'Offshore' | '52.40468738' | '4.1836900855' | '23-05-2015' | ''
''640' | '803' | Luchterduinen' | 'Luchterduinen 26' | 'Vestas' | 'V112-3.0 MW' | '3000' | '12000' | '81' | '112' | 'Offshore' | 'Offshore' | '52.40708677' | '4.1765850191' | '23-05-2015' | ''
''640' | '803' | Luchterduinen' | 'Luchterduinen 27' | 'Vestas' | 'V112-3.0 MW' | '3000' | '12000' | '81' | '112' | 'Offshore' | 'Offshore' | '52.409485881' | '4.1694938791' | '23-05-2015' | ''
''640' | '803' | Luchterduinen' | 'Luchterduinen 28' | 'Vestas' | 'V112-3.0 MW' | '3000' | '12000' | '81' | '112' | 'Offshore' | 'Offshore' | '52.411884412' | '4.1623872789' | '23-05-2015' | ''
''640' | '803' | Luchterduinen' | 'Luchterduinen 29' | 'Vestas' | 'V112-3.0 MW' | '3000' | '12000' | '81' | '112' | 'Offshore' | 'Offshore' | '52.414282513' | '4.1552799114' | '23-05-2015' | ''
''640' | '803' | Luchterduinen' | 'Luchterduinen 30' | 'Vestas' | 'V112-3.0 MW' | '3000' | '12000' | '81' | '112' | 'Offshore' | 'Offshore' | '52.416689323' | '4.1481862214' | '23-05-2015' | ''
''640' | '803' | Luchterduinen' | 'Luchterduinen 31' | 'Vestas' | 'V112-3.0 MW' | '3000' | '12000' | '81' | '112' | 'Offshore' | 'Offshore' | '52.411292772' | '4.1889049308' | '23-05-2015' | ''
''640' | '803' | Luchterduinen' | 'Luchterduinen 32' | 'Vestas' | 'V112-3.0 MW' | '3000' | '12000' | '81' | '112' | 'Offshore' | 'Offshore' | '52.413640348' | '4.1819768907' | '23-05-2015' | ''
''640' | '803' | Luchterduinen' | 'Luchterduinen 33' | 'Vestas' | 'V112-3.0 MW' | '3000' | '12000' | '81' | '112' | 'Offshore' | 'Offshore' | '52.41597868' | '4.1750630604' | '23-05-2015' | ''
''640' | '803' | Luchterduinen' | 'Luchterduinen 34' | 'Vestas' | 'V112-3.0 MW' | '3000' | '12000' | '81' | '112' | 'Offshore' | 'Offshore' | '52.418307468' | '4.1681340529' | '23-05-2015' | ''
''640' | '803' | Luchterduinen' | 'Luchterduinen 35' | 'Vestas' | 'V112-3.0 MW' | '3000' | '12000' | '81' | '112' | 'Offshore' | 'Offshore' | '52.420654123' | '4.1612332161' | '23-05-2015' | ''
''640' | '803' | Luchterduinen' | 'Luchterduinen 36' | 'Vestas' | 'V112-3.0 MW' | '3000' | '12000' | '81' | '112' | 'Offshore' | 'Offshore' | '52.422982095' | '4.1543027544' | '23-05-2015' | ''
''640' | '803' | Luchterduinen' | 'Luchterduinen 37' | 'Vestas' | 'V112-3.0 MW' | '3000' | '12000' | '81' | '112' | 'Offshore' | 'Offshore' | '52.417704087' | '4.1945087617' | '23-05-2015' | ''
''640' | '803' | Luchterduinen' | 'Luchterduinen 38' | 'Vestas' | 'V112-3.0 MW' | '3000' | '12000' | '81' | '112' | 'Offshore' | 'Offshore' | '52.420645301' | '4.1858144557' | '23-05-2015' | ''
''640' | '803' | Luchterduinen' | 'Luchterduinen 39' | 'Vestas' | 'V112-3.0 MW' | '3000' | '12000' | '81' | '112' | 'Offshore' | 'Offshore' | '52.423079546' | '4.1785883685' | '23-05-2015' | ''
''640' | '803' | Luchterduinen' | 'Luchterduinen 40' | 'Vestas' | 'V112-3.0 MW' | '3000' | '12000' | '81' | '112' | 'Offshore' | 'Offshore' | '52.425522333' | '4.1713612425' | '23-05-2015' | ''
''640' | '803' | Luchterduinen' | 'Luchterduinen 41' | 'Vestas' | 'V112-3.0 MW' | '3000' | '12000' | '81' | '112' | 'Offshore' | 'Offshore' | '52.423682927' | '4.2000375827' | '23-05-2015' | ''
''640' | '803' | Luchterduinen' | 'Luchterduinen 42' | 'Vestas' | 'V112-3.0 MW' | '3000' | '12000' | '81' | '112' | 'Offshore' | 'Offshore' | '52.42784868' | '4.1852954982' | '23-05-2015' | ''
''640' | '803' | Luchterduinen' | 'Luchterduinen 43' | 'Vestas' | 'V112-3.0 MW' | '3000' | '12000' | '81' | '112' | 'Offshore' | 'Offshore' | '52.430913373' | '4.2049168717' | '23-05-2015' | ''
''641' | '802' | Maanderbroek' | 'Maanderbroek N' | 'Siemens' | 'SWT 3.2-101' | '3200' | '7700' | '99' | '101' | 'Ede' | 'Gelderland' | '52.033697326' | '5.6134189812' | '02-06-2015' | ''
''641' | '802' | Maanderbroek' | 'Maanderbroek Z' | 'Siemens' | 'SWT 3.2-101' | '3200' | '7700' | '99' | '101' | 'Ede' | 'Gelderland' | '52.030338672' | '5.6119011015' | '02-06-2015' | ''
''642' | '738' | Maasmond' | 'Maasmond 01' | 'Vestas' | 'V90-3.0 MW' | '3000' | '8500' | '80' | '90' | 'Rotterdam' | 'Zuid-Holland' | '51.983470457' | '4.0405320868' | '02-05-2013' | ''
''642' | '738' | Maasmond' | 'Maasmond 02' | 'Vestas' | 'V90-3.0 MW' | '3000' | '8500' | '80' | '90' | 'Rotterdam' | 'Zuid-Holland' | '51.982519236' | '4.0446077795' | '02-05-2013' | ''
''642' | '738' | Maasmond' | 'Maasmond 03' | 'Vestas' | 'V90-3.0 MW' | '3000' | '8500' | '80' | '90' | 'Rotterdam' | 'Zuid-Holland' | '51.981658563' | '4.0487533829' | '02-05-2013' | ''
''643' | '565' | Mammoettocht' | 'Mammoettocht-1' | 'Enercon' | 'E-70 / 2300' | '2300' | '4300' | '70' | '71' | 'Lelystad' | 'Flevoland' | '52.521794026' | '5.5543597318' | '25-08-2006' | ''
''643' | '565' | Mammoettocht' | 'Mammoettocht-10' | 'Enercon' | 'E-70 / 2300' | '2300' | '4300' | '70' | '71' | 'Lelystad' | 'Flevoland' | '52.543599694' | '5.5525408235' | '25-08-2006' | ''
''643' | '565' | Mammoettocht' | 'Mammoettocht-2' | 'Enercon' | 'E-70 / 2300' | '2300' | '4300' | '70' | '71' | 'Lelystad' | 'Flevoland' | '52.524212009' | '5.5540742045' | '25-08-2006' | ''
''643' | '565' | Mammoettocht' | 'Mammoettocht-3' | 'Enercon' | 'E-70 / 2300' | '2300' | '4300' | '70' | '71' | 'Lelystad' | 'Flevoland' | '52.526638977' | '5.5537886799' | '25-08-2006' | ''
''643' | '565' | Mammoettocht' | 'Mammoettocht-4' | 'Enercon' | 'E-70 / 2300' | '2300' | '4300' | '70' | '71' | 'Lelystad' | 'Flevoland' | '52.529056977' | '5.5534883541' | '25-08-2006' | ''
''643' | '565' | Mammoettocht' | 'Mammoettocht-5' | 'Enercon' | 'E-70 / 2300' | '2300' | '4300' | '70' | '71' | 'Lelystad' | 'Flevoland' | '52.531474955' | '5.5532027324' | '25-08-2006' | ''
''643' | '565' | Mammoettocht' | 'Mammoettocht-6' | 'Enercon' | 'E-70 / 2300' | '2300' | '4300' | '70' | '71' | 'Lelystad' | 'Flevoland' | '52.533901691' | '5.5530792289' | '25-08-2006' | ''
''643' | '565' | Mammoettocht' | 'Mammoettocht-7' | 'Enercon' | 'E-70 / 2300' | '2300' | '4300' | '70' | '71' | 'Lelystad' | 'Flevoland' | '52.536328445' | '5.5529409733' | '25-08-2006' | ''
''643' | '565' | Mammoettocht' | 'Mammoettocht-8' | 'Enercon' | 'E-70 / 2300' | '2300' | '4300' | '70' | '71' | 'Lelystad' | 'Flevoland' | '52.538755199' | '5.5528027026' | '25-08-2006' | ''
''643' | '565' | Mammoettocht' | 'Mammoettocht-9' | 'Enercon' | 'E-70 / 2300' | '2300' | '4300' | '70' | '71' | 'Lelystad' | 'Flevoland' | '52.54118193' | '5.5526791571' | '25-08-2006' | ''
''644' | '603' | Marrum' | 'Marrum 01' | 'Neg Micon' | 'NM44/ 750' | '750' | '1200' | '40' | '44' | 'Noardeast-FryslÃ¢n' | 'FryslÃ¢n' | '53.323531358' | '5.7747671522' | '02-01-2008' | ''
''644' | '603' | Marrum' | 'Marrum 02' | 'Neg Micon' | 'NM44/ 750' | '750' | '1200' | '40' | '44' | 'Noardeast-FryslÃ¢n' | 'FryslÃ¢n' | '53.324737642' | '5.7768490608' | '02-01-2008' | ''
''644' | '603' | Marrum' | 'Marrum 03' | 'Neg Micon' | 'NM44/ 750' | '750' | '1200' | '40' | '44' | 'Noardeast-FryslÃ¢n' | 'FryslÃ¢n' | '53.325952924' | '5.77891616' | '02-01-2008' | ''
''644' | '603' | Marrum' | 'Marrum 04' | 'Neg Micon' | 'NM44/ 750' | '750' | '1200' | '40' | '44' | 'Noardeast-FryslÃ¢n' | 'FryslÃ¢n' | '53.327131837' | '5.7811031116' | '02-01-2008' | ''
''644' | '603' | Marrum' | 'Marrum 05' | 'Neg Micon' | 'NM44/ 750' | '750' | '1200' | '40' | '44' | 'Noardeast-FryslÃ¢n' | 'FryslÃ¢n' | '53.328283753' | '5.783289935' | '02-01-2008' | ''
''644' | '603' | Marrum' | 'Marrum 06' | 'Neg Micon' | 'NM44/ 750' | '750' | '1200' | '40' | '44' | 'Noardeast-FryslÃ¢n' | 'FryslÃ¢n' | '53.329372287' | '5.7856113731' | '02-01-2008' | ''
''644' | '603' | Marrum' | 'Marrum 07' | 'Neg Micon' | 'NM44/ 750' | '750' | '1200' | '40' | '44' | 'Noardeast-FryslÃ¢n' | 'FryslÃ¢n' | '53.330424735' | '5.7879626124' | '02-01-2008' | ''
''645' | '660' | Martina Corneliapolder' | 'Martina Corneliapolder T1' | 'Nordex' | 'N90hs' | '2500' | '6700' | '80' | '90' | 'Goeree-Overflakkee' | 'Zuid-Holland' | '51.752143724' | '4.2241492121' | '13-12-2011' | ''
''645' | '660' | Martina Corneliapolder' | 'Martina Corneliapolder T2' | 'Nordex' | 'N90hs' | '2500' | '6700' | '80' | '90' | 'Goeree-Overflakkee' | 'Zuid-Holland' | '51.750959327' | '4.2270907737' | '13-12-2011' | ''
''645' | '660' | Martina Corneliapolder' | 'Martina Corneliapolder T3' | 'Nordex' | 'N90hs' | '2500' | '6700' | '80' | '90' | 'Goeree-Overflakkee' | 'Zuid-Holland' | '51.749771852' | '4.2297281262' | '13-12-2011' | ''
''645' | '660' | Martina Corneliapolder' | 'Martina Corneliapolder T4' | 'Nordex' | 'N90hs' | '2500' | '6700' | '80' | '90' | 'Goeree-Overflakkee' | 'Zuid-Holland' | '51.748433252' | '4.2325429875' | '13-12-2011' | ''
''646' | '324' | Meedhuizen' | 'Meedhuizen T1' | 'Nordex' | 'N43' | '600' | '900' | '40' | '43' | 'Delfzijl' | 'Groningen' | '53.273290917' | '6.9426605061' | '02-01-1998' | ''
''646' | '324' | Meedhuizen' | 'Meedhuizen T2' | 'Nordex' | 'N43' | '600' | '900' | '40' | '43' | 'Delfzijl' | 'Groningen' | '53.281677167' | '6.9425429969' | '02-01-1998' | ''
''646' | '324' | Meedhuizen' | 'Meedhuizen T3' | 'Nordex' | 'N43' | '600' | '900' | '40' | '43' | 'Delfzijl' | 'Groningen' | '53.281015157' | '6.9499265557' | '02-01-1998' | ''
''646' | '324' | Meedhuizen' | 'Meedhuizen T4' | 'Nordex' | 'N43' | '600' | '900' | '40' | '43' | 'Delfzijl' | 'Groningen' | '53.279532635' | '6.9499028465' | '02-01-1998' | ''
''646' | '324' | Meedhuizen' | 'Delfzijl' | 'Nordex' | 'N43' | '600' | '900' | '40' | '43' | 'Delfzijl' | 'Groningen' | '53.288021816' | '6.9425468117' | '02-01-1998' | ''
''647' | '746' | Meerwind' | 'Polderjongen' | 'Enercon' | 'E-70 / 2300' | '2300' | '4100' | '58' | '71' | 'Haarlemmermeer' | 'Noord-Holland' | '52.23143568' | '4.6428727327' | '02-06-2013' | ''
''647' | '747' | Meerwind' | 'Pionier' | 'Enercon' | 'E-70 / 2000' | '2050' | '4000' | '58' | '71' | 'Haarlemmermeer' | 'Noord-Holland' | '52.228704197' | '4.6473095527' | '02-06-2013' | ''
''648' | '403' | Meeuwentocht' | 'Meeuwentocht-1' | 'Enercon' | 'E-66 / 1800' | '1800' | '3100' | '58' | '70' | 'Lelystad' | 'Flevoland' | '52.404652166' | '5.5265994386' | '03-07-2003' | ''
''648' | '403' | Meeuwentocht' | 'Meeuwentocht-10' | 'Enercon' | 'E-66 / 1800' | '1800' | '3100' | '58' | '70' | 'Lelystad' | 'Flevoland' | '52.430472813' | '5.5669093266' | '03-07-2003' | ''
''648' | '403' | Meeuwentocht' | 'Meeuwentocht-2' | 'Enercon' | 'E-66 / 1800' | '1800' | '3100' | '58' | '70' | 'Lelystad' | 'Flevoland' | '52.407477945' | '5.5310170684' | '03-07-2003' | ''
''648' | '403' | Meeuwentocht' | 'Meeuwentocht-3' | 'Enercon' | 'E-66 / 1800' | '1800' | '3100' | '58' | '70' | 'Lelystad' | 'Flevoland' | '52.410357408' | '5.5354942291' | '03-07-2003' | ''
''648' | '403' | Meeuwentocht' | 'Meeuwentocht-4' | 'Enercon' | 'E-66 / 1800' | '1800' | '3100' | '58' | '70' | 'Lelystad' | 'Flevoland' | '52.413227693' | '5.5399866385' | '03-07-2003' | ''
''648' | '403' | Meeuwentocht' | 'Meeuwentocht-5' | 'Enercon' | 'E-66 / 1800' | '1800' | '3100' | '58' | '70' | 'Lelystad' | 'Flevoland' | '52.416106813' | '5.5444649637' | '03-07-2003' | ''
''648' | '403' | Meeuwentocht' | 'Meeuwentocht-6' | 'Enercon' | 'E-66 / 1800' | '1800' | '3100' | '58' | '70' | 'Lelystad' | 'Flevoland' | '52.418985742' | '5.5489585706' | '03-07-2003' | ''
''648' | '403' | Meeuwentocht' | 'Meeuwentocht-7' | 'Enercon' | 'E-66 / 1800' | '1800' | '3100' | '58' | '70' | 'Lelystad' | 'Flevoland' | '52.421792763' | '5.5533348882' | '03-07-2003' | ''
''648' | '403' | Meeuwentocht' | 'Meeuwentocht-8' | 'Enercon' | 'E-66 / 1800' | '1800' | '3100' | '58' | '70' | 'Lelystad' | 'Flevoland' | '52.4245996' | '5.5577264621' | '03-07-2003' | ''
''648' | '403' | Meeuwentocht' | 'Meeuwentocht-9' | 'Enercon' | 'E-66 / 1800' | '1800' | '3100' | '58' | '70' | 'Lelystad' | 'Flevoland' | '52.427531814' | '5.5623102208' | '03-07-2003' | ''
''649' | '863' | Midlum' | 'A31 Midlum turbine 1' | 'Enercon' | 'E-70 / 2300' | '2300' | '5000' | '64' | '71' | 'Harlingen' | 'FryslÃ¢n' | '53.185682102' | '5.467508769' | '02-11-2016' | ''
''649' | '863' | Midlum' | 'A31 Midlum turbine 2' | 'Enercon' | 'E-70 / 2300' | '2300' | '5000' | '64' | '71' | 'Harlingen' | 'FryslÃ¢n' | '53.186856809' | '5.4710264756' | '02-11-2016' | ''
''649' | '863' | Midlum' | 'A31 Midlum turbine 3' | 'Enercon' | 'E-70 / 2300' | '2300' | '5000' | '64' | '71' | 'Harlingen' | 'FryslÃ¢n' | '53.187977455' | '5.4746041043' | '02-11-2016' | ''
''649' | '863' | Midlum' | 'A31 Midlum turbine 4' | 'Enercon' | 'E-70 / 2300' | '2300' | '5000' | '64' | '71' | 'Harlingen' | 'FryslÃ¢n' | '53.189106945' | '5.4782268185' | '02-11-2016' | ''
''649' | '863' | Midlum' | 'A31 Midlum turbine 5' | 'Enercon' | 'E-70 / 2300' | '2300' | '5000' | '64' | '71' | 'Harlingen' | 'FryslÃ¢n' | '53.190191445' | '5.48178978' | '02-11-2016' | ''
''649' | '863' | Midlum' | 'A31 Midlum turbine 6' | 'Enercon' | 'E-70 / 2300' | '2300' | '5000' | '64' | '71' | 'Harlingen' | 'FryslÃ¢n' | '53.191275765' | '5.4854426872' | '02-11-2016' | ''
''650' | '568' | Neeltje Jans' | 'Neeltje Jans 2' | 'Vestas' | 'V90-3.0 MW' | '3000' | '7900' | '75' | '90' | 'Veere' | 'Zeeland' | '51.636931152' | '3.7021737568' | '05-09-2006' | ''
''650' | '568' | Neeltje Jans' | 'Neeltje Jans 3' | 'Vestas' | 'V90-3.0 MW' | '3000' | '7900' | '75' | '90' | 'Veere' | 'Zeeland' | '51.640142277' | '3.6979219389' | '05-09-2006' | ''
''650' | '568' | Neeltje Jans' | 'Neeltje Jans 1' | 'Vestas' | 'V90-3.0 MW' | '3000' | '7900' | '75' | '90' | 'Veere' | 'Zeeland' | '51.643582419' | '3.7020708175' | '05-09-2006' | ''
''650' | '568' | Neeltje Jans' | 'Neeltje Jans 4' | 'Vestas' | 'V90-3.0 MW' | '3000' | '7900' | '75' | '90' | 'Veere' | 'Zeeland' | '51.640844883' | '3.7080100764' | '05-09-2006' | ''
''651' | '667' | Neer' | 'Neer-1' | 'Enercon' | 'E-82 / 2300' | '2300' | '4800' | '98' | '82' | 'Leudal' | 'Limburg' | '51.307072592' | '5.9259607444' | '31-05-2012' | ''
''651' | '667' | Neer' | 'Neer-2' | 'Enercon' | 'E-82 / 2300' | '2300' | '4800' | '98' | '82' | 'Leudal' | 'Limburg' | '51.305627876' | '5.9312210869' | '31-05-2012' | ''
''651' | '667' | Neer' | 'Neer-3' | 'Enercon' | 'E-82 / 2300' | '2300' | '4800' | '98' | '82' | 'Leudal' | 'Limburg' | '51.301191842' | '5.9473286901' | '31-05-2012' | ''
''651' | '667' | Neer' | 'Neer-4' | 'Enercon' | 'E-82 / 2300' | '2300' | '4800' | '98' | '82' | 'Leudal' | 'Limburg' | '51.299746231' | '5.9525733404' | '31-05-2012' | ''
''651' | '948' | Neer' | 'Neer-5' | 'Enercon' | 'E-92 / 2300' | '2350' | '5500' | '98' | '92' | 'Leudal' | 'Limburg' | '51.304183057' | '5.9364524175' | '02-10-2015' | ''
''653' | '856' | Netterden Azewijn' | 'Netterden Azewijn 1' | 'Lagerwey' | 'L82-2.3MW' | '2300' | '4500' | '98' | '82' | 'Montferland' | 'Gelderland' | '51.870805298' | '6.2956575645' | '02-09-2016' | ''
''653' | '856' | Netterden Azewijn' | 'Netterden Azewijn 2' | 'Lagerwey' | 'L82-2.3MW' | '2300' | '4500' | '98' | '82' | 'Montferland' | 'Gelderland' | '51.869125959' | '6.2989343063' | '02-09-2016' | ''
''653' | '857' | Netterden Azewijn' | 'Netterden Azewijn 3' | 'Lagerwey' | 'L82-2.3MW' | '2300' | '4500' | '98' | '82' | 'Oude IJsselstreek' | 'Gelderland' | '51.867184936' | '6.3011745792' | '02-09-2016' | ''
''653' | '857' | Netterden Azewijn' | 'Netterden Azewijn 4' | 'Lagerwey' | 'L82-2.3MW' | '2300' | '4500' | '98' | '82' | 'Oude IJsselstreek' | 'Gelderland' | '51.864773994' | '6.3025775085' | '02-09-2016' | ''
''653' | '857' | Netterden Azewijn' | 'Netterden Azewijn 5' | 'Lagerwey' | 'L82-2.3MW' | '2300' | '4500' | '98' | '82' | 'Oude IJsselstreek' | 'Gelderland' | '51.86215323' | '6.3032210697' | '02-09-2016' | ''
''653' | '857' | Netterden Azewijn' | 'Netterden Azewijn 6' | 'Lagerwey' | 'L82-2.3MW' | '2300' | '4500' | '98' | '82' | 'Oude IJsselstreek' | 'Gelderland' | '51.859347126' | '6.3034252642' | '02-09-2016' | ''
''654' | '571' | Neushoorntocht' | 'Neushoorntocht-1' | 'Enercon' | 'E-70 / 2300' | '2300' | '3900' | '64' | '71' | 'Lelystad' | 'Flevoland' | '52.521240233' | '5.5384305943' | '13-10-2006' | ''
''654' | '571' | Neushoorntocht' | 'Neushoorntocht-10' | 'Enercon' | 'E-70 / 2300' | '2300' | '3900' | '64' | '71' | 'Lelystad' | 'Flevoland' | '52.543189476' | '5.5365895826' | '13-10-2006' | ''
''654' | '571' | Neushoorntocht' | 'Neushoorntocht-2' | 'Enercon' | 'E-70 / 2300' | '2300' | '3900' | '64' | '71' | 'Lelystad' | 'Flevoland' | '52.523658178' | '5.538144198' | '13-10-2006' | ''
''654' | '571' | Neushoorntocht' | 'Neushoorntocht-3' | 'Enercon' | 'E-70 / 2300' | '2300' | '3900' | '64' | '71' | 'Lelystad' | 'Flevoland' | '52.526085109' | '5.5378578011' | '13-10-2006' | ''
''654' | '571' | Neushoorntocht' | 'Neushoorntocht-4' | 'Enercon' | 'E-70 / 2300' | '2300' | '3900' | '64' | '71' | 'Lelystad' | 'Flevoland' | '52.528503069' | '5.5375566062' | '13-10-2006' | ''
''654' | '571' | Neushoorntocht' | 'Neushoorntocht-5' | 'Enercon' | 'E-70 / 2300' | '2300' | '3900' | '64' | '71' | 'Lelystad' | 'Flevoland' | '52.530920915' | '5.5373437992' | '13-10-2006' | ''
''654' | '571' | Neushoorntocht' | 'Neushoorntocht-6' | 'Enercon' | 'E-70 / 2300' | '2300' | '3900' | '64' | '71' | 'Lelystad' | 'Flevoland' | '52.53334771' | '5.5371604747' | '13-10-2006' | ''
''654' | '571' | Neushoorntocht' | 'Neushoorntocht-7' | 'Enercon' | 'E-70 / 2300' | '2300' | '3900' | '64' | '71' | 'Lelystad' | 'Flevoland' | '52.535774447' | '5.5370213454' | '13-10-2006' | ''
''654' | '571' | Neushoorntocht' | 'Neushoorntocht-8' | 'Enercon' | 'E-70 / 2300' | '2300' | '3900' | '64' | '71' | 'Lelystad' | 'Flevoland' | '52.538201201' | '5.5368674617' | '13-10-2006' | ''
''654' | '571' | Neushoorntocht' | 'Neushoorntocht-9' | 'Enercon' | 'E-70 / 2300' | '2300' | '3900' | '64' | '71' | 'Lelystad' | 'Flevoland' | '52.540762762' | '5.5367140185' | '13-10-2006' | ''
''655' | '791' | Nieuwegein' | 'Nieuwegein 01' | 'Vestas' | 'V90-2.0 MW' | '2000' | '5700' | '105' | '90' | 'Nieuwegein' | 'Utrecht' | '52.022977014' | '5.1270798823' | '26-12-2014' | ''
''655' | '791' | Nieuwegein' | 'Nieuwegein 02' | 'Vestas' | 'V90-2.0 MW' | '2000' | '5700' | '105' | '90' | 'Nieuwegein' | 'Utrecht' | '52.020248011' | '5.1245607765' | '26-12-2014' | ''
''655' | '791' | Nieuwegein' | 'Nieuwegein 03' | 'Vestas' | 'V90-2.0 MW' | '2000' | '5700' | '105' | '90' | 'Nieuwegein' | 'Utrecht' | '52.0175099' | '5.1220128954' | '26-12-2014' | ''
''655' | '791' | Nieuwegein' | 'Nieuwegein 04' | 'Vestas' | 'V90-2.0 MW' | '2000' | '5700' | '105' | '90' | 'Nieuwegein' | 'Utrecht' | '52.013592839' | '5.1188314404' | '26-12-2014' | ''
''655' | '791' | Nieuwegein' | 'Nieuwegein 05' | 'Vestas' | 'V90-2.0 MW' | '2000' | '5700' | '105' | '90' | 'Nieuwegein' | 'Utrecht' | '52.010936733' | '5.1168227182' | '26-12-2014' | ''
''656' | '811' | Nieuw-Prinsenland' | 'Nieuw-Prinsenland 01' | 'Siemens' | 'SWT 3.2-108' | '3200' | '8600' | '89.5' | '108' | 'Steenbergen' | 'Noord-Brabant' | '51.632070498' | '4.406288363' | '02-04-2015' | ''
''656' | '811' | Nieuw-Prinsenland' | 'Nieuw-Prinsenland 02' | 'Siemens' | 'SWT 3.2-108' | '3200' | '8600' | '89.5' | '108' | 'Steenbergen' | 'Noord-Brabant' | '51.62915028' | '4.4096591419' | '02-04-2015' | ''
''656' | '811' | Nieuw-Prinsenland' | 'Nieuw-Prinsenland 03' | 'Siemens' | 'SWT 3.2-108' | '3200' | '8600' | '89.5' | '108' | 'Steenbergen' | 'Noord-Brabant' | '51.627292313' | '4.4143065183' | '02-04-2015' | ''
''656' | '811' | Nieuw-Prinsenland' | 'Nieuw-Prinsenland 04' | 'Siemens' | 'SWT 3.2-108' | '3200' | '8600' | '89.5' | '108' | 'Steenbergen' | 'Noord-Brabant' | '51.625736124' | '4.419596974' | '02-04-2015' | ''
''657' | '855' | Nijmegen-Betuwe' | 'Nijmegen-Betuwe 1' | 'Lagerwey' | 'L100-2.5MW' | '2520' | '6500' | '99' | '100' | 'Nijmegen' | 'Gelderland' | '51.893144968' | '5.8388312511' | '16-11-2016' | ''
''657' | '855' | Nijmegen-Betuwe' | 'Nijmegen-Betuwe 2' | 'Lagerwey' | 'L100-2.5MW' | '2520' | '6500' | '99' | '100' | 'Nijmegen' | 'Gelderland' | '51.893394267' | '5.8440927611' | '16-11-2016' | ''
''657' | '855' | Nijmegen-Betuwe' | 'Nijmegen-Betuwe 3' | 'Lagerwey' | 'L100-2.5MW' | '2520' | '6500' | '99' | '100' | 'Nijmegen' | 'Gelderland' | '51.893644188' | '5.8491364216' | '16-11-2016' | ''
''657' | '855' | Nijmegen-Betuwe' | 'Nijmegen-Betuwe 4' | 'Lagerwey' | 'L100-2.5MW' | '2520' | '6500' | '99' | '100' | 'Nijmegen' | 'Gelderland' | '51.892724319' | '5.8312872956' | '16-11-2016' | ''
''658' | '960' | Noorderpolder' | 'Noorderpolder Opschaling 1' | 'EWT' | 'DW 52 900 kW' | '900' | '1700' | '40' | '52' | 'Waadhoeke' | 'FryslÃ¢n' | '53.21184' | '5.632464' | '02-06-2017' | ''
''658' | '960' | Noorderpolder' | 'Noorderpolder Opschaling 2' | 'EWT' | 'DW 52 900 kW' | '900' | '1700' | '40' | '52' | 'Waadhoeke' | 'FryslÃ¢n' | '53.21047' | '5.634312' | '02-06-2017' | ''
''658' | '960' | Noorderpolder' | 'Noorderpolder Opschaling 3' | 'EWT' | 'DW 52 900 kW' | '900' | '1700' | '40' | '52' | 'Waadhoeke' | 'FryslÃ¢n' | '53.209109' | '5.636205' | '02-06-2017' | ''
''658' | '960' | Noorderpolder' | 'Noorderpolder Opschaling 4' | 'EWT' | 'DW 52 900 kW' | '900' | '1700' | '40' | '52' | 'Waadhoeke' | 'FryslÃ¢n' | '53.207749' | '5.638053' | '02-06-2017' | ''
''658' | '960' | Noorderpolder' | 'Noorderpolder Opschaling 5' | 'EWT' | 'DW 52 900 kW' | '900' | '1700' | '40' | '52' | 'Waadhoeke' | 'FryslÃ¢n' | '53.206379' | '5.639946' | '02-06-2017' | ''
''659' | '372' | Noordertocht' | 'Noordertocht 1' | 'Vestas' | 'V66-1.75 MW' | '1750' | '3200' | '67' | '66' | 'Lelystad' | 'Flevoland' | '52.559988091' | '5.5491516316' | '09-11-2002' | ''
''659' | '372' | Noordertocht' | 'Noordertocht 2' | 'Vestas' | 'V66-1.75 MW' | '1750' | '3200' | '67' | '66' | 'Lelystad' | 'Flevoland' | '52.562077298' | '5.5526396659' | '09-11-2002' | ''
''659' | '372' | Noordertocht' | 'Noordertocht 3' | 'Vestas' | 'V66-1.75 MW' | '1750' | '3200' | '67' | '66' | 'Lelystad' | 'Flevoland' | '52.56419353' | '5.556010151' | '09-11-2002' | ''
''659' | '372' | Noordertocht' | 'Noordertocht 4' | 'Vestas' | 'V66-1.75 MW' | '1750' | '3200' | '67' | '66' | 'Lelystad' | 'Flevoland' | '52.566372597' | '5.5593664569' | '09-11-2002' | ''
''659' | '372' | Noordertocht' | 'Noordertocht 5' | 'Vestas' | 'V66-1.75 MW' | '1750' | '3200' | '67' | '66' | 'Lelystad' | 'Flevoland' | '52.568506675' | '5.5626934169' | '09-11-2002' | ''
''659' | '372' | Noordertocht' | 'Noordertocht 6' | 'Vestas' | 'V66-1.75 MW' | '1750' | '3200' | '67' | '66' | 'Lelystad' | 'Flevoland' | '52.570640704' | '5.565991199' | '09-11-2002' | ''
''660' | '395' | Noorderwind' | 'Noorderwind 1' | 'Vestas' | 'V80-2.0 MW' | '2000' | '4200' | '67' | '80' | 'Dronten' | 'Flevoland' | '52.490493356' | '5.7918919685' | '15-03-2003' | ''
''660' | '395' | Noorderwind' | 'Noorderwind 2' | 'Vestas' | 'V80-2.0 MW' | '2000' | '4200' | '67' | '80' | 'Dronten' | 'Flevoland' | '52.487988114' | '5.7885858629' | '15-03-2003' | ''
''660' | '395' | Noorderwind' | 'Noorderwind 3' | 'Vestas' | 'V80-2.0 MW' | '2000' | '4200' | '67' | '80' | 'Dronten' | 'Flevoland' | '52.485545886' | '5.7852218135' | '15-03-2003' | ''
''660' | '395' | Noorderwind' | 'Noorderwind 4' | 'Vestas' | 'V80-2.0 MW' | '2000' | '4200' | '67' | '80' | 'Dronten' | 'Flevoland' | '52.483049196' | '5.7819901395' | '15-03-2003' | ''
''661' | '789' | NOP' | 'Noordermeerdijk Binnendijks 12' | 'Enercon' | 'E-126 / 7500' | '7500' | '18100' | '135' | '127' | 'Noordoostpolder' | 'Flevoland' | '52.773651425' | '5.6065923618' | '02-12-2014' | ''
''661' | '789' | NOP' | 'Noordermeerdijk Binnendijks 11' | 'Enercon' | 'E-126 / 7500' | '7500' | '18100' | '135' | '127' | 'Noordoostpolder' | 'Flevoland' | '52.77754428' | '5.6105687434' | '02-12-2014' | ''
''661' | '789' | NOP' | 'Noordermeerdijk Binnendijks 10' | 'Enercon' | 'E-126 / 7500' | '7500' | '18100' | '135' | '127' | 'Noordoostpolder' | 'Flevoland' | '52.781419052' | '5.6145309178' | '02-12-2014' | ''
''661' | '789' | NOP' | 'Noordermeerdijk Binnendijks 9' | 'Enercon' | 'E-126 / 7500' | '7500' | '18100' | '135' | '127' | 'Noordoostpolder' | 'Flevoland' | '52.785293688' | '5.6184937934' | '02-12-2014' | ''
''661' | '789' | NOP' | 'Noordermeerdijk Binnendijks 8' | 'Enercon' | 'E-126 / 7500' | '7500' | '18100' | '135' | '127' | 'Noordoostpolder' | 'Flevoland' | '52.789177146' | '5.6224722424' | '02-12-2014' | ''
''661' | '789' | NOP' | 'Noordermeerdijk Binnendijks 7' | 'Enercon' | 'E-126 / 7500' | '7500' | '18100' | '135' | '127' | 'Noordoostpolder' | 'Flevoland' | '52.793051509' | '5.6264365233' | '02-12-2014' | ''
''661' | '862' | NOP' | 'Zuidwester 01' | 'Enercon' | 'E-126 / 7500' | '7500' | '17000' | '135' | '127' | 'Noordoostpolder' | 'Flevoland' | '52.642546801' | '5.6270944458' | '04-11-2015' | ''
''661' | '862' | NOP' | 'Zuidwester 04' | 'Enercon' | 'E-126 / 7500' | '7500' | '17000' | '135' | '127' | 'Noordoostpolder' | 'Flevoland' | '52.63201812' | '5.6381298221' | '04-11-2015' | ''
''661' | '862' | NOP' | 'Zuidwester 03' | 'Enercon' | 'E-126 / 7500' | '7500' | '17000' | '135' | '127' | 'Noordoostpolder' | 'Flevoland' | '52.635530782' | '5.6344568907' | '04-11-2015' | ''
''661' | '953' | NOP' | 'Noordermeerdijk Binnendijks 1' | 'Enercon' | 'E-126 / 7500' | '7500' | '18400' | '135' | '127' | 'Noordoostpolder' | 'Flevoland' | '52.817335' | '5.651311' | '02-05-2015' | ''
''661' | '953' | NOP' | 'Noordermeerdijk Binnendijks 2' | 'Enercon' | 'E-126 / 7500' | '7500' | '18400' | '135' | '127' | 'Noordoostpolder' | 'Flevoland' | '52.81347' | '5.647357' | '02-05-2015' | ''
''661' | '953' | NOP' | 'Noordermeerdijk Binnendijks 3' | 'Enercon' | 'E-126 / 7500' | '7500' | '18400' | '135' | '127' | 'Noordoostpolder' | 'Flevoland' | '52.809615' | '5.643404' | '02-05-2015' | ''
''661' | '953' | NOP' | 'Noordermeerdijk Binnendijks 4' | 'Enercon' | 'E-126 / 7500' | '7500' | '18400' | '135' | '127' | 'Noordoostpolder' | 'Flevoland' | '52.80575' | '5.639437' | '02-05-2015' | ''
''661' | '953' | NOP' | 'Noordermeerdijk Binnendijks 5' | 'Enercon' | 'E-126 / 7500' | '7500' | '18400' | '135' | '127' | 'Noordoostpolder' | 'Flevoland' | '52.801885' | '5.635485' | '02-05-2015' | ''
''661' | '953' | NOP' | 'Noordermeerdijk Binnendijks 6' | 'Enercon' | 'E-126 / 7500' | '7500' | '18400' | '135' | '127' | 'Noordoostpolder' | 'Flevoland' | '52.796926' | '5.630402' | '02-05-2015' | ''
''661' | '953' | NOP' | 'Westermeerdijk Binnendijks 1' | 'Enercon' | 'E-126 / 7500' | '7500' | '18400' | '135' | '127' | 'Noordoostpolder' | 'Flevoland' | '52.757385' | '5.597016' | '02-05-2015' | ''
''661' | '953' | NOP' | 'Westermeerdijk Binnendijks 2' | 'Enercon' | 'E-126 / 7500' | '7500' | '18400' | '135' | '127' | 'Noordoostpolder' | 'Flevoland' | '52.752775' | '5.59692' | '02-05-2015' | ''
''661' | '953' | NOP' | 'Westermeerdijk Binnendijks 3' | 'Enercon' | 'E-126 / 7500' | '7500' | '18400' | '135' | '127' | 'Noordoostpolder' | 'Flevoland' | '52.748156' | '5.596794' | '02-05-2015' | ''
''661' | '953' | NOP' | 'Westermeerdijk Binnendijks 4' | 'Enercon' | 'E-126 / 7500' | '7500' | '18400' | '135' | '127' | 'Noordoostpolder' | 'Flevoland' | '52.743546' | '5.596698' | '02-05-2015' | ''
''661' | '953' | NOP' | 'Westermeerdijk Binnendijks 5' | 'Enercon' | 'E-126 / 7500' | '7500' | '18400' | '135' | '127' | 'Noordoostpolder' | 'Flevoland' | '52.738926' | '5.596616' | '02-05-2015' | ''
''661' | '953' | NOP' | 'Westermeerdijk Binnendijks 6' | 'Enercon' | 'E-126 / 7500' | '7500' | '18400' | '135' | '127' | 'Noordoostpolder' | 'Flevoland' | '52.734316' | '5.596506' | '02-05-2015' | ''
''661' | '953' | NOP' | 'Westermeerdijk Binnendijks 7' | 'Enercon' | 'E-126 / 7500' | '7500' | '18400' | '135' | '127' | 'Noordoostpolder' | 'Flevoland' | '52.729706' | '5.59641' | '02-05-2015' | ''
''661' | '953' | NOP' | 'Westermeerdijk Binnendijks 8' | 'Enercon' | 'E-126 / 7500' | '7500' | '18400' | '135' | '127' | 'Noordoostpolder' | 'Flevoland' | '52.725087' | '5.596299' | '02-05-2015' | ''
''661' | '953' | NOP' | 'Westermeerdijk Binnendijks 9' | 'Enercon' | 'E-126 / 7500' | '7500' | '18400' | '135' | '127' | 'Noordoostpolder' | 'Flevoland' | '52.720477' | '5.596203' | '02-05-2015' | ''
''661' | '954' | NOP' | 'Westermeerdijk Binnendijks 17' | 'Enercon' | 'E-126 / 7500' | '7500' | '17900' | '135' | '127' | 'Noordoostpolder' | 'Flevoland' | '52.68356' | '5.595376' | '02-08-2015' | ''
''661' | '954' | NOP' | 'Westermeerdijk Binnendijks 16' | 'Enercon' | 'E-126 / 7500' | '7500' | '17900' | '135' | '127' | 'Noordoostpolder' | 'Flevoland' | '52.68817' | '5.595487' | '02-08-2015' | ''
''661' | '954' | NOP' | 'Westermeerdijk Binnendijks 15' | 'Enercon' | 'E-126 / 7500' | '7500' | '17900' | '135' | '127' | 'Noordoostpolder' | 'Flevoland' | '52.69279' | '5.595583' | '02-08-2015' | ''
''661' | '954' | NOP' | 'Westermeerdijk Binnendijks 14' | 'Enercon' | 'E-126 / 7500' | '7500' | '17900' | '135' | '127' | 'Noordoostpolder' | 'Flevoland' | '52.6974' | '5.595708' | '02-08-2015' | ''
''661' | '955' | NOP' | 'Westermeerdijk Binnendijks 10 RWE' | 'Enercon' | 'E-126 / 7500' | '7500' | '18300' | '135' | '127' | 'Noordoostpolder' | 'Flevoland' | '52.715858' | '5.596107' | '01-12-2016' | ''
''661' | '955' | NOP' | 'Westermeerdijk Binnendijks 11 RWE' | 'Enercon' | 'E-126 / 7500' | '7500' | '18300' | '135' | '127' | 'Noordoostpolder' | 'Flevoland' | '52.711248' | '5.595996' | '01-12-2016' | ''
''661' | '955' | NOP' | 'Westermeerdijk Binnendijks 12 RWE' | 'Enercon' | 'E-126 / 7500' | '7500' | '18300' | '135' | '127' | 'Noordoostpolder' | 'Flevoland' | '52.706629' | '5.595885' | '01-12-2016' | ''
''661' | '955' | NOP' | 'Westermeerdijk Binnendijks 13 RWE' | 'Enercon' | 'E-126 / 7500' | '7500' | '18300' | '135' | '127' | 'Noordoostpolder' | 'Flevoland' | '52.702019' | '5.595789' | '01-12-2016' | ''
''661' | '956' | NOP' | 'Zuidwester 02' | 'Enercon' | 'E-126 / 7500' | '7500' | '17000' | '135' | '127' | 'Noordoostpolder' | 'Flevoland' | '52.639043' | '5.630783' | '02-01-2017' | ''
''661' | '956' | NOP' | 'Zuidwester 05' | 'Enercon' | 'E-126 / 7500' | '7500' | '17000' | '135' | '127' | 'Noordoostpolder' | 'Flevoland' | '52.628514' | '5.641832' | '02-01-2017' | ''
''661' | '956' | NOP' | 'Zuidwester 06' | 'Enercon' | 'E-126 / 7500' | '7500' | '17000' | '135' | '127' | 'Noordoostpolder' | 'Flevoland' | '52.625001' | '5.645504' | '02-01-2017' | ''
''661' | '956' | NOP' | 'Zuidwester 07' | 'Enercon' | 'E-126 / 7500' | '7500' | '17000' | '135' | '127' | 'Noordoostpolder' | 'Flevoland' | '52.621497' | '5.64919' | '02-01-2017' | ''
''661' | '956' | NOP' | 'Zuidwester 08' | 'Enercon' | 'E-126 / 7500' | '7500' | '17000' | '135' | '127' | 'Noordoostpolder' | 'Flevoland' | '52.617984' | '5.652875' | '02-01-2017' | ''
''661' | '957' | NOP' | 'Noordermeerdijk Binnendijks 13' | 'Enercon' | 'E-126 / 7500' | '7500' | '18000' | '135' | '127' | 'Noordoostpolder' | 'Flevoland' | '52.769785' | '5.602632' | '20-08-2014' | ''
''662' | '816' | Noordoostpolder Buitendijks' | 'Noordermeerdijk Buitendijks 10' | 'Siemens' | 'SWT 3.0-108 DD' | '3000' | '9800' | '99' | '108' | 'Noordoostpolder' | 'Flevoland' | '52.786601094' | '5.6017805628' | '02-12-2015' | ''
''662' | '816' | Noordoostpolder Buitendijks' | 'Noordermeerdijk Buitendijks 11' | 'Siemens' | 'SWT 3.0-108 DD' | '3000' | '9800' | '99' | '108' | 'Noordoostpolder' | 'Flevoland' | '52.782627233' | '5.5977148212' | '02-12-2015' | ''
''662' | '816' | Noordoostpolder Buitendijks' | 'Noordermeerdijk Buitendijks 12' | 'Siemens' | 'SWT 3.0-108 DD' | '3000' | '9800' | '99' | '108' | 'Noordoostpolder' | 'Flevoland' | '52.778662215' | '5.59364986' | '02-12-2015' | ''
''662' | '816' | Noordoostpolder Buitendijks' | 'Noordermeerdijk Buitendijks 13' | 'Siemens' | 'SWT 3.0-108 DD' | '3000' | '9800' | '99' | '108' | 'Noordoostpolder' | 'Flevoland' | '52.774697054' | '5.5895856348' | '02-12-2015' | ''
''662' | '816' | Noordoostpolder Buitendijks' | 'Noordermeerdijk Buitendijks 7' | 'Siemens' | 'SWT 3.0-108 DD' | '3000' | '9800' | '99' | '108' | 'Noordoostpolder' | 'Flevoland' | '52.798503872' | '5.6139672969' | '02-12-2015' | ''
''662' | '816' | Noordoostpolder Buitendijks' | 'Noordermeerdijk Buitendijks 8' | 'Siemens' | 'SWT 3.0-108 DD' | '3000' | '9800' | '99' | '108' | 'Noordoostpolder' | 'Flevoland' | '52.794539427' | '5.6098993892' | '02-12-2015' | ''
''662' | '816' | Noordoostpolder Buitendijks' | 'Noordermeerdijk Buitendijks 9' | 'Siemens' | 'SWT 3.0-108 DD' | '3000' | '9800' | '99' | '108' | 'Noordoostpolder' | 'Flevoland' | '52.790565852' | '5.6058321735' | '02-12-2015' | ''
''662' | '816' | Noordoostpolder Buitendijks' | 'Westermeerdijk Buitendijks 1' | 'Siemens' | 'SWT 3.0-108 DD' | '3000' | '9800' | '99' | '108' | 'Noordoostpolder' | 'Flevoland' | '52.75817438' | '5.5872280582' | '02-12-2015' | ''
''662' | '816' | Noordoostpolder Buitendijks' | 'Westermeerdijk Buitendijks 2' | 'Siemens' | 'SWT 3.0-108 DD' | '3000' | '9800' | '99' | '108' | 'Noordoostpolder' | 'Flevoland' | '52.754444991' | '5.5871517817' | '02-12-2015' | ''
''662' | '816' | Noordoostpolder Buitendijks' | 'Westermeerdijk Buitendijks 3' | 'Siemens' | 'SWT 3.0-108 DD' | '3000' | '9800' | '99' | '108' | 'Noordoostpolder' | 'Flevoland' | '52.750706637' | '5.5870606671' | '02-12-2015' | ''
''662' | '816' | Noordoostpolder Buitendijks' | 'Westermeerdijk Buitendijks 4' | 'Siemens' | 'SWT 3.0-108 DD' | '3000' | '9800' | '99' | '108' | 'Noordoostpolder' | 'Flevoland' | '52.746977241' | '5.5869844187' | '02-12-2015' | ''
''662' | '816' | Noordoostpolder Buitendijks' | 'Westermeerdijk Buitendijks 5' | 'Siemens' | 'SWT 3.0-108 DD' | '3000' | '9800' | '99' | '108' | 'Noordoostpolder' | 'Flevoland' | '52.743238879' | '5.5868933348' | '02-12-2015' | ''
''662' | '816' | Noordoostpolder Buitendijks' | 'Westermeerdijk Buitendijks 6' | 'Siemens' | 'SWT 3.0-108 DD' | '3000' | '9800' | '99' | '108' | 'Noordoostpolder' | 'Flevoland' | '52.739509476' | '5.5868171145' | '02-12-2015' | ''
''662' | '816' | Noordoostpolder Buitendijks' | 'Westermeerdijk Buitendijks 7' | 'Siemens' | 'SWT 3.0-108 DD' | '3000' | '9800' | '99' | '108' | 'Noordoostpolder' | 'Flevoland' | '52.735771107' | '5.5867260611' | '02-12-2015' | ''
''662' | '816' | Noordoostpolder Buitendijks' | 'Westermeerdijk Buitendijks 8' | 'Siemens' | 'SWT 3.0-108 DD' | '3000' | '9800' | '99' | '108' | 'Noordoostpolder' | 'Flevoland' | '52.732032734' | '5.5866350237' | '02-12-2015' | ''
''662' | '816' | Noordoostpolder Buitendijks' | 'Westermeerdijk Buitendijks 9' | 'Siemens' | 'SWT 3.0-108 DD' | '3000' | '9800' | '99' | '108' | 'Noordoostpolder' | 'Flevoland' | '52.72830332' | '5.5865588461' | '02-12-2015' | ''
''662' | '816' | Noordoostpolder Buitendijks' | 'Westermeerdijk Buitendijks 10' | 'Siemens' | 'SWT 3.0-108 DD' | '3000' | '9800' | '99' | '108' | 'Noordoostpolder' | 'Flevoland' | '52.72456494' | '5.5864678393' | '02-12-2015' | ''
''662' | '816' | Noordoostpolder Buitendijks' | 'Westermeerdijk Buitendijks 11' | 'Siemens' | 'SWT 3.0-108 DD' | '3000' | '9800' | '99' | '108' | 'Noordoostpolder' | 'Flevoland' | '52.720835518' | '5.5863916897' | '02-12-2015' | ''
''662' | '816' | Noordoostpolder Buitendijks' | 'Westermeerdijk Buitendijks 12' | 'Siemens' | 'SWT 3.0-108 DD' | '3000' | '9800' | '99' | '108' | 'Noordoostpolder' | 'Flevoland' | '52.717097131' | '5.5863007135' | '02-12-2015' | ''
''662' | '816' | Noordoostpolder Buitendijks' | 'Westermeerdijk Buitendijks 13' | 'Siemens' | 'SWT 3.0-108 DD' | '3000' | '9800' | '99' | '108' | 'Noordoostpolder' | 'Flevoland' | '52.713367702' | '5.586224592' | '02-12-2015' | ''
''662' | '816' | Noordoostpolder Buitendijks' | 'Westermeerdijk Buitendijks 14' | 'Siemens' | 'SWT 3.0-108 DD' | '3000' | '9800' | '99' | '108' | 'Noordoostpolder' | 'Flevoland' | '52.709629308' | '5.5861336463' | '02-12-2015' | ''
''662' | '816' | Noordoostpolder Buitendijks' | 'Westermeerdijk Buitendijks 15' | 'Siemens' | 'SWT 3.0-108 DD' | '3000' | '9800' | '99' | '108' | 'Noordoostpolder' | 'Flevoland' | '52.705890885' | '5.586057512' | '02-12-2015' | ''
''662' | '816' | Noordoostpolder Buitendijks' | 'Westermeerdijk Buitendijks 16' | 'Siemens' | 'SWT 3.0-108 DD' | '3000' | '9800' | '99' | '108' | 'Noordoostpolder' | 'Flevoland' | '52.70216147' | '5.5859666376' | '02-12-2015' | ''
''662' | '816' | Noordoostpolder Buitendijks' | 'Westermeerdijk Buitendijks 17' | 'Siemens' | 'SWT 3.0-108 DD' | '3000' | '9800' | '99' | '108' | 'Noordoostpolder' | 'Flevoland' | '52.698423064' | '5.5858757384' | '02-12-2015' | ''
''662' | '816' | Noordoostpolder Buitendijks' | 'Westermeerdijk Buitendijks 18' | 'Siemens' | 'SWT 3.0-108 DD' | '3000' | '9800' | '99' | '108' | 'Noordoostpolder' | 'Flevoland' | '52.694693618' | '5.5857996874' | '02-12-2015' | ''
''662' | '816' | Noordoostpolder Buitendijks' | 'Westermeerdijk Buitendijks 22' | 'Siemens' | 'SWT 3.0-108 DD' | '3000' | '9800' | '99' | '108' | 'Noordoostpolder' | 'Flevoland' | '52.758189082' | '5.578280953' | '02-12-2015' | ''
''662' | '816' | Noordoostpolder Buitendijks' | 'Westermeerdijk Buitendijks 23' | 'Siemens' | 'SWT 3.0-108 DD' | '3000' | '9800' | '99' | '108' | 'Noordoostpolder' | 'Flevoland' | '52.754459687' | '5.5782054376' | '02-12-2015' | ''
''662' | '816' | Noordoostpolder Buitendijks' | 'Westermeerdijk Buitendijks 24' | 'Siemens' | 'SWT 3.0-108 DD' | '3000' | '9800' | '99' | '108' | 'Noordoostpolder' | 'Flevoland' | '52.750721325' | '5.5781150857' | '02-12-2015' | ''
''662' | '816' | Noordoostpolder Buitendijks' | 'Westermeerdijk Buitendijks 25' | 'Siemens' | 'SWT 3.0-108 DD' | '3000' | '9800' | '99' | '108' | 'Noordoostpolder' | 'Flevoland' | '52.746991923' | '5.5780395981' | '02-12-2015' | ''
''662' | '816' | Noordoostpolder Buitendijks' | 'Westermeerdijk Buitendijks 26' | 'Siemens' | 'SWT 3.0-108 DD' | '3000' | '9800' | '99' | '108' | 'Noordoostpolder' | 'Flevoland' | '52.743253554' | '5.5779492765' | '02-12-2015' | ''
''662' | '816' | Noordoostpolder Buitendijks' | 'Westermeerdijk Buitendijks 27' | 'Siemens' | 'SWT 3.0-108 DD' | '3000' | '9800' | '99' | '108' | 'Noordoostpolder' | 'Flevoland' | '52.739524145' | '5.5778738166' | '02-12-2015' | ''
''662' | '816' | Noordoostpolder Buitendijks' | 'Westermeerdijk Buitendijks 28' | 'Siemens' | 'SWT 3.0-108 DD' | '3000' | '9800' | '99' | '108' | 'Noordoostpolder' | 'Flevoland' | '52.735785769' | '5.5777835254' | '02-12-2015' | ''
''662' | '816' | Noordoostpolder Buitendijks' | 'Westermeerdijk Buitendijks 29' | 'Siemens' | 'SWT 3.0-108 DD' | '3000' | '9800' | '99' | '108' | 'Noordoostpolder' | 'Flevoland' | '52.732047389' | '5.57769325' | '02-12-2015' | ''
''662' | '816' | Noordoostpolder Buitendijks' | 'Westermeerdijk Buitendijks 30' | 'Siemens' | 'SWT 3.0-108 DD' | '3000' | '9800' | '99' | '108' | 'Noordoostpolder' | 'Flevoland' | '52.728317969' | '5.5776178324' | '02-12-2015' | ''
''662' | '816' | Noordoostpolder Buitendijks' | 'Westermeerdijk Buitendijks 31' | 'Siemens' | 'SWT 3.0-108 DD' | '3000' | '9800' | '99' | '108' | 'Noordoostpolder' | 'Flevoland' | '52.724579581' | '5.5775275872' | '02-12-2015' | ''
''662' | '816' | Noordoostpolder Buitendijks' | 'Westermeerdijk Buitendijks 32' | 'Siemens' | 'SWT 3.0-108 DD' | '3000' | '9800' | '99' | '108' | 'Noordoostpolder' | 'Flevoland' | '52.720850154' | '5.5774521974' | '02-12-2015' | ''
''662' | '816' | Noordoostpolder Buitendijks' | 'Westermeerdijk Buitendijks 33' | 'Siemens' | 'SWT 3.0-108 DD' | '3000' | '9800' | '99' | '108' | 'Noordoostpolder' | 'Flevoland' | '52.717111759' | '5.5773619825' | '02-12-2015' | ''
''662' | '816' | Noordoostpolder Buitendijks' | 'Westermeerdijk Buitendijks 34' | 'Siemens' | 'SWT 3.0-108 DD' | '3000' | '9800' | '99' | '108' | 'Noordoostpolder' | 'Flevoland' | '52.713382324' | '5.5772866203' | '02-12-2015' | ''
''662' | '816' | Noordoostpolder Buitendijks' | 'Westermeerdijk Buitendijks 35' | 'Siemens' | 'SWT 3.0-108 DD' | '3000' | '9800' | '99' | '108' | 'Noordoostpolder' | 'Flevoland' | '52.709643923' | '5.5771964358' | '02-12-2015' | ''
''662' | '816' | Noordoostpolder Buitendijks' | 'Westermeerdijk Buitendijks 36' | 'Siemens' | 'SWT 3.0-108 DD' | '3000' | '9800' | '99' | '108' | 'Noordoostpolder' | 'Flevoland' | '52.705905494' | '5.5771210624' | '02-12-2015' | ''
''662' | '816' | Noordoostpolder Buitendijks' | 'Westermeerdijk Buitendijks 37' | 'Siemens' | 'SWT 3.0-108 DD' | '3000' | '9800' | '99' | '108' | 'Noordoostpolder' | 'Flevoland' | '52.702176072' | '5.5770309469' | '02-12-2015' | ''
''662' | '816' | Noordoostpolder Buitendijks' | 'Westermeerdijk Buitendijks 38' | 'Siemens' | 'SWT 3.0-108 DD' | '3000' | '9800' | '99' | '108' | 'Noordoostpolder' | 'Flevoland' | '52.698437659' | '5.5769408084' | '02-12-2015' | ''
''662' | '817' | Noordoostpolder Buitendijks' | 'Noordermeerdijk Buitendijks 6' | 'Siemens' | 'SWT 3.0-108 DD' | '3000' | '9900' | '99' | '108' | 'De Fryske Marren' | 'FryslÃ¢n' | '52.802477189' | '5.618021161' | '02-12-2015' | ''
''662' | '817' | Noordoostpolder Buitendijks' | 'Noordermeerdijk Buitendijks 5' | 'Siemens' | 'SWT 3.0-108 DD' | '3000' | '9900' | '99' | '108' | 'De Fryske Marren' | 'FryslÃ¢n' | '52.806441347' | '5.6220905425' | '02-12-2015' | ''
''662' | '817' | Noordoostpolder Buitendijks' | 'Noordermeerdijk Buitendijks 4' | 'Siemens' | 'SWT 3.0-108 DD' | '3000' | '9900' | '99' | '108' | 'De Fryske Marren' | 'FryslÃ¢n' | '52.810414349' | '5.6261607105' | '02-12-2015' | ''
''662' | '817' | Noordoostpolder Buitendijks' | 'Noordermeerdijk Buitendijks 3' | 'Siemens' | 'SWT 3.0-108 DD' | '3000' | '9900' | '99' | '108' | 'De Fryske Marren' | 'FryslÃ¢n' | '52.81437825' | '5.6302167358' | '02-12-2015' | ''
''662' | '817' | Noordoostpolder Buitendijks' | 'Noordermeerdijk Buitendijks 2' | 'Siemens' | 'SWT 3.0-108 DD' | '3000' | '9900' | '99' | '108' | 'De Fryske Marren' | 'FryslÃ¢n' | '52.818341978' | '5.6342883296' | '02-12-2015' | ''
''662' | '817' | Noordoostpolder Buitendijks' | 'Noordermeerdijk Buitendijks 1' | 'Siemens' | 'SWT 3.0-108 DD' | '3000' | '9900' | '99' | '108' | 'De Fryske Marren' | 'FryslÃ¢n' | '52.822314549' | '5.6383607131' | '02-12-2015' | ''
''663' | '649' | Noordpolder' | 'Noordpolder-1' | 'Enercon' | 'E-82 / 2300' | '2300' | '5800' | '78' | '82' | 'Tholen' | 'Zeeland' | '51.555677456' | '4.0458385198' | '08-04-2011' | ''
''663' | '649' | Noordpolder' | 'Noordpolder-2' | 'Enercon' | 'E-82 / 2300' | '2300' | '5800' | '78' | '82' | 'Tholen' | 'Zeeland' | '51.558945358' | '4.0438959708' | '08-04-2011' | ''
''663' | '649' | Noordpolder' | 'Noordpolder-3' | 'Enercon' | 'E-82 / 2300' | '2300' | '5800' | '78' | '82' | 'Tholen' | 'Zeeland' | '51.561610294' | '4.0418988894' | '08-04-2011' | ''
''663' | '649' | Noordpolder' | 'Noordpolder-4' | 'Enercon' | 'E-82 / 2300' | '2300' | '5800' | '78' | '82' | 'Tholen' | 'Zeeland' | '51.565072175' | '4.039632714' | '08-04-2011' | ''
''665' | '303' | Olaz' | 'OLAZ 01' | 'Vestas' | 'V47-660 kW' | '660' | '1600' | '65' | '47' | 'Borsele' | 'Zeeland' | '51.445442753' | '3.7402511158' | '07-03-2001' | ''
''665' | '303' | Olaz' | 'OLAZ 02' | 'Vestas' | 'V47-660 kW' | '660' | '1600' | '65' | '47' | 'Borsele' | 'Zeeland' | '51.44417166' | '3.7406423455' | '07-03-2001' | ''
''665' | '303' | Olaz' | 'OLAZ 05' | 'Vestas' | 'V47-660 kW' | '660' | '1600' | '65' | '47' | 'Borsele' | 'Zeeland' | '51.440352894' | '3.7414276959' | '07-03-2001' | ''
''665' | '963' | Olaz' | 'Zeeuwind' | 'Enercon' | 'E-70 / 2300' | '2300' | '4100' | '64' | '71' | 'Borsele' | 'Zeeland' | '51.442318' | '3.743083' | '02-09-2017' | ''
''665' | '963' | Olaz' | 'Liechtenstein 1' | 'Enercon' | 'E-70 / 2300' | '2300' | '4100' | '64' | '71' | 'Borsele' | 'Zeeland' | '51.44459' | '3.744138' | '02-09-2017' | ''
''665' | '963' | Olaz' | 'Liechtenstein 2' | 'Enercon' | 'E-70 / 2300' | '2300' | '4100' | '64' | '71' | 'Borsele' | 'Zeeland' | '51.444749' | '3.739514' | '02-09-2017' | ''
''666' | '651' | Oldebroekertocht' | 'Olderbroekertocht-1' | 'Enercon' | 'E-70 / 2300' | '2300' | '3900' | '70' | '71' | 'Dronten' | 'Flevoland' | '52.454357124' | '5.7314208027' | '04-08-2011' | ''
''666' | '651' | Oldebroekertocht' | 'Olderbroekertocht-2' | 'Enercon' | 'E-70 / 2300' | '2300' | '3900' | '70' | '71' | 'Dronten' | 'Flevoland' | '52.456285426' | '5.7358641482' | '04-08-2011' | ''
''666' | '651' | Oldebroekertocht' | 'Olderbroekertocht-3' | 'Enercon' | 'E-70 / 2300' | '2300' | '3900' | '70' | '71' | 'Dronten' | 'Flevoland' | '52.458222548' | '5.7403079527' | '04-08-2011' | ''
''666' | '651' | Oldebroekertocht' | 'Olderbroekertocht-4' | 'Enercon' | 'E-70 / 2300' | '2300' | '3900' | '70' | '71' | 'Dronten' | 'Flevoland' | '52.460159501' | '5.7447521463' | '04-08-2011' | ''
''666' | '651' | Oldebroekertocht' | 'Olderbroekertocht-5' | 'Enercon' | 'E-70 / 2300' | '2300' | '3900' | '70' | '71' | 'Dronten' | 'Flevoland' | '52.462087255' | '5.749211369' | '04-08-2011' | ''
''666' | '651' | Oldebroekertocht' | 'Olderbroekertocht-6' | 'Enercon' | 'E-70 / 2300' | '2300' | '3900' | '70' | '71' | 'Dronten' | 'Flevoland' | '52.464023872' | '5.7536563405' | '04-08-2011' | ''
''667' | '351' | Olster-Tocht' | 'Olster-tocht Zuid 5' | 'Vestas' | 'V80-2.0 MW' | '2000' | '4200' | '67' | '80' | 'Dronten' | 'Flevoland' | '52.468220703' | '5.7623736104' | '23-06-2002' | ''
''667' | '351' | Olster-Tocht' | 'Olster-tocht Zuid 4' | 'Vestas' | 'V80-2.0 MW' | '2000' | '4200' | '67' | '80' | 'Dronten' | 'Flevoland' | '52.470709185' | '5.7655294325' | '23-06-2002' | ''
''667' | '351' | Olster-Tocht' | 'Olster-tocht Zuid 6' | 'Vestas' | 'V80-2.0 MW' | '2000' | '4200' | '67' | '80' | 'Dronten' | 'Flevoland' | '52.473107283' | '5.7688172897' | '23-06-2002' | ''
''667' | '351' | Olster-Tocht' | 'Olster-tocht Zuid 3' | 'Vestas' | 'V80-2.0 MW' | '2000' | '4200' | '67' | '80' | 'Dronten' | 'Flevoland' | '52.475649035' | '5.7721214744' | '23-06-2002' | ''
''667' | '351' | Olster-Tocht' | 'Olster-tocht Zuid 2' | 'Vestas' | 'V80-2.0 MW' | '2000' | '4200' | '67' | '80' | 'Dronten' | 'Flevoland' | '52.478127735' | '5.7754402053' | '23-06-2002' | ''
''667' | '351' | Olster-Tocht' | 'Olster-tocht Zuid 1' | 'Vestas' | 'V80-2.0 MW' | '2000' | '4200' | '67' | '80' | 'Dronten' | 'Flevoland' | '52.480552952' | '5.7785969135' | '23-06-2002' | ''
''668' | '436' | Ooievaarsweg' | 'Ooievaarsweg 05' | 'Neg Micon' | 'NM54/ 950' | '950' | '1800' | '55' | '55' | 'Zeewolde' | 'Flevoland' | '52.401893548' | '5.4681237322' | '18-12-2003' | ''
''668' | '436' | Ooievaarsweg' | 'Ooievaarsweg 03-1' | 'Neg Micon' | 'NM54/ 950' | '950' | '1800' | '55' | '55' | 'Zeewolde' | 'Flevoland' | '52.426346568' | '5.4397201351' | '18-12-2003' | ''
''668' | '436' | Ooievaarsweg' | 'Ooievaarsweg 13' | 'Neg Micon' | 'NM54/ 950' | '950' | '1800' | '55' | '55' | 'Zeewolde' | 'Flevoland' | '52.434041533' | '5.435744358' | '18-12-2003' | ''
''668' | '436' | Ooievaarsweg' | 'Ooievaarsweg 06' | 'Neg Micon' | 'NM54/ 950' | '950' | '1800' | '55' | '55' | 'Zeewolde' | 'Flevoland' | '52.417729393' | '5.4539386537' | '18-12-2003' | ''
''668' | '436' | Ooievaarsweg' | 'Ooievaarsweg 09' | 'Neg Micon' | 'NM54/ 950' | '950' | '1800' | '55' | '55' | 'Zeewolde' | 'Flevoland' | '52.415489987' | '5.4565809829' | '18-12-2003' | ''
''668' | '436' | Ooievaarsweg' | 'Ooievaarsweg 14' | 'Neg Micon' | 'NM54/ 950' | '950' | '1800' | '55' | '55' | 'Zeewolde' | 'Flevoland' | '52.432027386' | '5.4380212446' | '18-12-2003' | ''
''668' | '436' | Ooievaarsweg' | 'Ooievaarsweg 17-1' | 'Neg Micon' | 'NM54/ 950' | '950' | '1800' | '55' | '55' | 'Zeewolde' | 'Flevoland' | '52.427648371' | '5.4427356834' | '18-12-2003' | ''
''668' | '436' | Ooievaarsweg' | 'Ooievaarsweg 18' | 'Neg Micon' | 'NM54/ 950' | '950' | '1800' | '55' | '55' | 'Zeewolde' | 'Flevoland' | '52.421524475' | '5.4496077686' | '18-12-2003' | ''
''668' | '436' | Ooievaarsweg' | 'Ooievaarsweg 21' | 'Neg Micon' | 'NM54/ 950' | '950' | '1800' | '55' | '55' | 'Zeewolde' | 'Flevoland' | '52.410723211' | '5.46215829' | '18-12-2003' | ''
''668' | '436' | Ooievaarsweg' | 'Ooievaarsweg 25' | 'Neg Micon' | 'NM54/ 950' | '950' | '1800' | '55' | '55' | 'Zeewolde' | 'Flevoland' | '52.414206533' | '5.4535217889' | '18-12-2003' | ''
''668' | '436' | Ooievaarsweg' | 'Ooievaarsweg 26' | 'Neg Micon' | 'NM54/ 950' | '950' | '1800' | '55' | '55' | 'Zeewolde' | 'Flevoland' | '52.409421907' | '5.4591286273' | '18-12-2003' | ''
''668' | '436' | Ooievaarsweg' | 'Ooievaarsweg 17-2' | 'Neg Micon' | 'NM54/ 950' | '950' | '1800' | '55' | '55' | 'Zeewolde' | 'Flevoland' | '52.424555018' | '5.4461719216' | '18-12-2003' | ''
''668' | '436' | Ooievaarsweg' | 'Ooievaarsweg 30' | 'Neg Micon' | 'NM54/ 950' | '950' | '1800' | '55' | '55' | 'Zeewolde' | 'Flevoland' | '52.4075781' | '5.4613446888' | '18-12-2003' | ''
''668' | '436' | Ooievaarsweg' | 'Ooievaarsweg 03-2' | 'Neg Micon' | 'NM54/ 950' | '950' | '1800' | '55' | '55' | 'Zeewolde' | 'Flevoland' | '52.416544773' | '5.4508060304' | '18-12-2003' | ''
''668' | '437' | Ooievaarsweg' | 'Ooievaarsweg 33' | 'Neg Micon' | 'NM52/ 900' | '900' | '1700' | '55' | '52' | 'Zeewolde' | 'Flevoland' | '52.403194645' | '5.4711237555' | '12-06-2004' | ''
''669' | '711' | Oom Kees' | 'Oom Kees 01' | 'Vestas' | 'V90-3.0 MW' | '3000' | '8100' | '80' | '90' | 'Hollands Kroon' | 'Noord-Holland' | '52.871332803' | '5.0472098292' | '02-01-2010' | ''
''669' | '711' | Oom Kees' | 'Oom Kees 02' | 'Vestas' | 'V90-3.0 MW' | '3000' | '8100' | '80' | '90' | 'Hollands Kroon' | 'Noord-Holland' | '52.875008241' | '5.0440472816' | '02-01-2010' | ''
''670' | '819' | Oud Dintel' | 'Oud Dintel 01' | 'Siemens' | 'SWT 3.2-108' | '3200' | '8600' | '89.5' | '108' | 'Moerdijk' | 'Noord-Brabant' | '51.644110761' | '4.3992658461' | '16-01-2016' | ''
''670' | '819' | Oud Dintel' | 'Oud Dintel 02' | 'Siemens' | 'SWT 3.2-108' | '3200' | '8600' | '89.5' | '108' | 'Moerdijk' | 'Noord-Brabant' | '51.641498148' | '4.4028480098' | '16-01-2016' | ''
''670' | '819' | Oud Dintel' | 'Oud Dintel 03' | 'Siemens' | 'SWT 3.2-108' | '3200' | '8600' | '89.5' | '108' | 'Moerdijk' | 'Noord-Brabant' | '51.638857978' | '4.4063725674' | '16-01-2016' | ''
''670' | '819' | Oud Dintel' | 'Oud Dintel 04' | 'Siemens' | 'SWT 3.2-108' | '3200' | '8600' | '89.5' | '108' | 'Moerdijk' | 'Noord-Brabant' | '51.636482074' | '4.4103388345' | '16-01-2016' | ''
''670' | '819' | Oud Dintel' | 'Oud Dintel 05' | 'Siemens' | 'SWT 3.2-108' | '3200' | '8600' | '89.5' | '108' | 'Moerdijk' | 'Noord-Brabant' | '51.634315389' | '4.4146179851' | '16-01-2016' | ''
''672' | '600' | Oudendijk' | 'Oudendijk-1' | 'Enercon' | 'E-48 / 800' | '800' | '1900' | '58' | '48' | 'Koggenland' | 'Noord-Holland' | '52.60944687' | '5.0002927592' | '22-12-2007' | ''
''672' | '600' | Oudendijk' | 'Oudendijk-2' | 'Enercon' | 'E-48 / 800' | '800' | '1900' | '58' | '48' | 'Koggenland' | 'Noord-Holland' | '52.607394242' | '4.9992035954' | '22-12-2007' | ''
''672' | '600' | Oudendijk' | 'Oudendijk-3' | 'Enercon' | 'E-48 / 800' | '800' | '1900' | '58' | '48' | 'Koggenland' | 'Noord-Holland' | '52.605341651' | '4.9981292942' | '22-12-2007' | ''
''672' | '600' | Oudendijk' | 'Oudendijk-4' | 'Enercon' | 'E-48 / 800' | '800' | '1900' | '58' | '48' | 'Koggenland' | 'Noord-Holland' | '52.609917159' | '5.0039794786' | '22-12-2007' | ''
''672' | '600' | Oudendijk' | 'Oudendijk-5' | 'Enercon' | 'E-48 / 800' | '800' | '1900' | '58' | '48' | 'Koggenland' | 'Noord-Holland' | '52.607776746' | '5.0035256927' | '22-12-2007' | ''
''672' | '600' | Oudendijk' | 'Oudendijk-6' | 'Enercon' | 'E-48 / 800' | '800' | '1900' | '58' | '48' | 'Koggenland' | 'Noord-Holland' | '52.605636282' | '5.003057189' | '22-12-2007' | ''
''673' | '652' | Oudenstaart' | 'Oudenstaart 01' | 'Vestas' | 'V90-2.0 MW' | '2000' | '4900' | '80' | '90' | 'Tilburg' | 'Noord-Brabant' | '51.598640792' | '5.0105006795' | '02-09-2011' | ''
''673' | '652' | Oudenstaart' | 'Oudenstaart 02' | 'Vestas' | 'V90-2.0 MW' | '2000' | '4900' | '80' | '90' | 'Tilburg' | 'Noord-Brabant' | '51.592290744' | '5.0205396727' | '02-09-2011' | ''
''673' | '653' | Oudenstaart' | 'Oudenstaart 03' | 'Vestas' | 'V90-2.0 MW' | '2000' | '5300' | '95' | '90' | 'Tilburg' | 'Noord-Brabant' | '51.60014696' | '5.0148904081' | '02-09-2011' | ''
''673' | '653' | Oudenstaart' | 'Oudenstaart 04' | 'Vestas' | 'V90-2.0 MW' | '2000' | '5300' | '95' | '90' | 'Tilburg' | 'Noord-Brabant' | '51.597561734' | '5.0188373203' | '02-09-2011' | ''
''673' | '653' | Oudenstaart' | 'Oudenstaart 05' | 'Vestas' | 'V90-2.0 MW' | '2000' | '5300' | '95' | '90' | 'Tilburg' | 'Noord-Brabant' | '51.594377561' | '5.0238854006' | '02-09-2011' | ''
''674' | '397' | Piet de Wit' | 'Piet de Wit 06' | 'Vestas' | 'V66-1.75 MW' | '1750' | '3000' | '67' | '66' | 'Goeree-Overflakkee' | 'Zuid-Holland' | '51.661139604' | '4.3168397678' | '12-04-2003' | ''
''674' | '397' | Piet de Wit' | 'Piet de Wit 07' | 'Vestas' | 'V66-1.75 MW' | '1750' | '3000' | '67' | '66' | 'Goeree-Overflakkee' | 'Zuid-Holland' | '51.669322587' | '4.3501131271' | '12-04-2003' | ''
''674' | '397' | Piet de Wit' | 'Piet de Wit 08' | 'Vestas' | 'V66-1.75 MW' | '1750' | '3000' | '67' | '66' | 'Goeree-Overflakkee' | 'Zuid-Holland' | '51.670397196' | '4.3537171705' | '12-04-2003' | ''
''674' | '397' | Piet de Wit' | 'Piet de Wit 11' | 'Vestas' | 'V66-1.75 MW' | '1750' | '3000' | '67' | '66' | 'Goeree-Overflakkee' | 'Zuid-Holland' | '51.671960656' | '4.3567030533' | '12-04-2003' | ''
''674' | '397' | Piet de Wit' | 'Piet de Wit 09' | 'Vestas' | 'V66-1.75 MW' | '1750' | '3000' | '67' | '66' | 'Goeree-Overflakkee' | 'Zuid-Holland' | '51.661911248' | '4.3206229759' | '12-04-2003' | ''
''674' | '397' | Piet de Wit' | 'Piet de Wit 10' | 'Vestas' | 'V66-1.75 MW' | '1750' | '3000' | '67' | '66' | 'Goeree-Overflakkee' | 'Zuid-Holland' | '51.66270035' | '4.3243625378' | '12-04-2003' | ''
''674' | '397' | Piet de Wit' | 'Piet de Wit 12' | 'Vestas' | 'V66-1.75 MW' | '1750' | '3000' | '67' | '66' | 'Goeree-Overflakkee' | 'Zuid-Holland' | '51.663256972' | '4.3282522122' | '12-04-2003' | ''
''674' | '397' | Piet de Wit' | 'Piet de Wit 03' | 'Vestas' | 'V66-1.75 MW' | '1750' | '3000' | '67' | '66' | 'Goeree-Overflakkee' | 'Zuid-Holland' | '51.664028378' | '4.3320502459' | '12-04-2003' | ''
''674' | '397' | Piet de Wit' | 'Piet de Wit 05' | 'Vestas' | 'V66-1.75 MW' | '1750' | '3000' | '67' | '66' | 'Goeree-Overflakkee' | 'Zuid-Holland' | '51.664853454' | '4.3358327055' | '12-04-2003' | ''
''674' | '397' | Piet de Wit' | 'Piet de Wit 02' | 'Vestas' | 'V66-1.75 MW' | '1750' | '3000' | '67' | '66' | 'Goeree-Overflakkee' | 'Zuid-Holland' | '51.665910268' | '4.3394075628' | '12-04-2003' | ''
''674' | '397' | Piet de Wit' | 'Piet de Wit 04' | 'Vestas' | 'V66-1.75 MW' | '1750' | '3000' | '67' | '66' | 'Goeree-Overflakkee' | 'Zuid-Holland' | '51.667172521' | '4.3428477442' | '12-04-2003' | ''
''674' | '397' | Piet de Wit' | 'Piet de Wit 01' | 'Vestas' | 'V66-1.75 MW' | '1750' | '3000' | '67' | '66' | 'Goeree-Overflakkee' | 'Zuid-Holland' | '51.66824761' | '4.346480349' | '12-04-2003' | ''
''675' | '451' | Pijlstaartweg' | 'Pijlstaartweg-1' | 'Enercon' | 'E-66 / 2000' | '2000' | '3400' | '70' | '70' | 'Lelystad' | 'Flevoland' | '52.396461132' | '5.5436899422' | '17-02-2004' | ''
''675' | '451' | Pijlstaartweg' | 'Pijlstaartweg-2' | 'Enercon' | 'E-66 / 2000' | '2000' | '3400' | '70' | '70' | 'Lelystad' | 'Flevoland' | '52.398461081' | '5.5468853442' | '17-02-2004' | ''
''675' | '451' | Pijlstaartweg' | 'Pijlstaartweg-3' | 'Enercon' | 'E-66 / 2000' | '2000' | '3400' | '70' | '70' | 'Lelystad' | 'Flevoland' | '52.40054175' | '5.5501401058' | '17-02-2004' | ''
''675' | '451' | Pijlstaartweg' | 'Pijlstaartweg-4' | 'Enercon' | 'E-66 / 2000' | '2000' | '3400' | '70' | '70' | 'Lelystad' | 'Flevoland' | '52.402586481' | '5.5533215679' | '17-02-2004' | ''
''675' | '451' | Pijlstaartweg' | 'Pijlstaartweg-5' | 'Enercon' | 'E-66 / 2000' | '2000' | '3400' | '70' | '70' | 'Lelystad' | 'Flevoland' | '52.404631105' | '5.5565180184' | '17-02-2004' | ''
''675' | '451' | Pijlstaartweg' | 'Pijlstaartweg-6' | 'Enercon' | 'E-66 / 2000' | '2000' | '3400' | '70' | '70' | 'Lelystad' | 'Flevoland' | '52.406675642' | '5.5597147639' | '17-02-2004' | ''
''675' | '452' | Pijlstaartweg' | 'Pijlstaartweg 01-1' | 'Neg Micon' | 'NM54/1000' | '1000' | '1700' | '70' | '55' | 'Lelystad' | 'Flevoland' | '52.419919919' | '5.5793613739' | '29-12-2005' | ''
''675' | '452' | Pijlstaartweg' | 'Pijlstaartweg 01-2' | 'Neg Micon' | 'NM54/1000' | '1000' | '1700' | '70' | '55' | 'Lelystad' | 'Flevoland' | '52.41834202' | '5.576943823' | '29-12-2005' | ''
''675' | '452' | Pijlstaartweg' | 'Pijlstaartweg 01-3' | 'Neg Micon' | 'NM54/1000' | '1000' | '1700' | '70' | '55' | 'Lelystad' | 'Flevoland' | '52.416773128' | '5.574482386' | '29-12-2005' | ''
''675' | '452' | Pijlstaartweg' | 'Pijlstaartweg 05-1' | 'Neg Micon' | 'NM54/1000' | '1000' | '1700' | '70' | '55' | 'Lelystad' | 'Flevoland' | '52.41516828' | '5.5719915769' | '29-12-2005' | ''
''675' | '452' | Pijlstaartweg' | 'Pijlstaartweg 05-2' | 'Neg Micon' | 'NM54/1000' | '1000' | '1700' | '70' | '55' | 'Lelystad' | 'Flevoland' | '52.413608272' | '5.5695305289' | '29-12-2005' | ''
''675' | '452' | Pijlstaartweg' | 'Pijlstaartweg 05-3' | 'Neg Micon' | 'NM54/1000' | '1000' | '1700' | '70' | '55' | 'Lelystad' | 'Flevoland' | '52.412003386' | '5.5669959856' | '29-12-2005' | ''
''676' | '267' | Plavuizenweg 6' | 'Plavuizenweg 06-1' | 'Neg Micon' | 'NM48/ 750' | '750' | '1500' | '55' | '48' | 'Lelystad' | 'Flevoland' | '52.554757315' | '5.5493093424' | '09-09-1999' | ''
''676' | '268' | Plavuizenweg 6' | 'Plavuizenweg 06-2' | 'Neg Micon' | 'NM72/1750' | '1750' | '3600' | '65' | '72' | 'Lelystad' | 'Flevoland' | '52.556749739' | '5.544671848' | '02-10-2004' | ''
''676' | '268' | Plavuizenweg 6' | 'Plavuizenweg 06-3' | 'Neg Micon' | 'NM72/1750' | '1750' | '3600' | '65' | '72' | 'Lelystad' | 'Flevoland' | '52.554552641' | '5.5410367889' | '02-10-2004' | ''
''677' | '739' | Prinses Alexia' | 'Prinses Alexia 04' | 'Senvion' | '3.4M104' | '3400' | '8300' | '98' | '104' | 'Zeewolde' | 'Flevoland' | '52.293691853' | '5.3742609922' | '02-09-2013' | ''
''677' | '739' | Prinses Alexia' | 'Prinses Alexia 05' | 'Senvion' | '3.4M104' | '3400' | '8300' | '98' | '104' | 'Zeewolde' | 'Flevoland' | '52.291202638' | '5.3784536896' | '02-09-2013' | ''
''677' | '739' | Prinses Alexia' | 'Prinses Alexia 06' | 'Senvion' | '3.4M104' | '3400' | '8300' | '98' | '104' | 'Zeewolde' | 'Flevoland' | '52.288713273' | '5.3826605738' | '02-09-2013' | ''
''677' | '739' | Prinses Alexia' | 'Prinses Alexia 07' | 'Senvion' | '3.4M104' | '3400' | '8300' | '98' | '104' | 'Zeewolde' | 'Flevoland' | '52.286232745' | '5.3868523313' | '02-09-2013' | ''
''677' | '739' | Prinses Alexia' | 'Prinses Alexia 08' | 'Senvion' | '3.4M104' | '3400' | '8300' | '98' | '104' | 'Zeewolde' | 'Flevoland' | '52.283734091' | '5.391072929' | '02-09-2013' | ''
''677' | '739' | Prinses Alexia' | 'Prinses Alexia 09' | 'Senvion' | '3.4M104' | '3400' | '8300' | '98' | '104' | 'Zeewolde' | 'Flevoland' | '52.281244274' | '5.3952783999' | '02-09-2013' | ''
''677' | '739' | Prinses Alexia' | 'Prinses Alexia 10' | 'Senvion' | '3.4M104' | '3400' | '8300' | '98' | '104' | 'Zeewolde' | 'Flevoland' | '52.278736339' | '5.3993954759' | '02-09-2013' | ''
''677' | '739' | Prinses Alexia' | 'Prinses Alexia 11' | 'Senvion' | '3.4M104' | '3400' | '8300' | '98' | '104' | 'Zeewolde' | 'Flevoland' | '52.27628217' | '5.4036293262' | '02-09-2013' | ''
''677' | '739' | Prinses Alexia' | 'Prinses Alexia 12' | 'Senvion' | '3.4M104' | '3400' | '8300' | '98' | '104' | 'Zeewolde' | 'Flevoland' | '52.273827864' | '5.4077748' | '02-09-2013' | ''
''677' | '739' | Prinses Alexia' | 'Prinses Alexia 24' | 'Senvion' | '3.4M104' | '3400' | '8300' | '98' | '104' | 'Zeewolde' | 'Flevoland' | '52.280188667' | '5.4190317685' | '02-09-2013' | ''
''677' | '739' | Prinses Alexia' | 'Prinses Alexia 23' | 'Senvion' | '3.4M104' | '3400' | '8300' | '98' | '104' | 'Zeewolde' | 'Flevoland' | '52.283164478' | '5.4156193811' | '02-09-2013' | ''
''677' | '739' | Prinses Alexia' | 'Prinses Alexia 22' | 'Senvion' | '3.4M104' | '3400' | '8300' | '98' | '104' | 'Zeewolde' | 'Flevoland' | '52.286140189' | '5.4122065369' | '02-09-2013' | ''
''677' | '739' | Prinses Alexia' | 'Prinses Alexia 21' | 'Senvion' | '3.4M104' | '3400' | '8300' | '98' | '104' | 'Zeewolde' | 'Flevoland' | '52.289115799' | '5.4087932358' | '02-09-2013' | ''
''677' | '739' | Prinses Alexia' | 'Prinses Alexia 20' | 'Senvion' | '3.4M104' | '3400' | '8300' | '98' | '104' | 'Zeewolde' | 'Flevoland' | '52.292100297' | '5.4053794814' | '02-09-2013' | ''
''677' | '739' | Prinses Alexia' | 'Prinses Alexia 19' | 'Senvion' | '3.4M104' | '3400' | '8300' | '98' | '104' | 'Zeewolde' | 'Flevoland' | '52.295075707' | '5.4019652656' | '02-09-2013' | ''
''677' | '739' | Prinses Alexia' | 'Prinses Alexia 18' | 'Senvion' | '3.4M104' | '3400' | '8300' | '98' | '104' | 'Zeewolde' | 'Flevoland' | '52.298051017' | '5.3985505926' | '02-09-2013' | ''
''677' | '739' | Prinses Alexia' | 'Prinses Alexia 17' | 'Senvion' | '3.4M104' | '3400' | '8300' | '98' | '104' | 'Zeewolde' | 'Flevoland' | '52.301026226' | '5.3951354623' | '02-09-2013' | ''
''677' | '739' | Prinses Alexia' | 'Prinses Alexia 16' | 'Senvion' | '3.4M104' | '3400' | '8300' | '98' | '104' | 'Zeewolde' | 'Flevoland' | '52.304010324' | '5.3917052142' | '02-09-2013' | ''
''677' | '739' | Prinses Alexia' | 'Prinses Alexia 15' | 'Senvion' | '3.4M104' | '3400' | '8300' | '98' | '104' | 'Zeewolde' | 'Flevoland' | '52.306976344' | '5.3883038298' | '02-09-2013' | ''
''677' | '739' | Prinses Alexia' | 'Prinses Alexia 14' | 'Senvion' | '3.4M104' | '3400' | '8300' | '98' | '104' | 'Zeewolde' | 'Flevoland' | '52.30996024' | '5.3848726634' | '02-09-2013' | ''
''677' | '739' | Prinses Alexia' | 'Prinses Alexia 13' | 'Senvion' | '3.4M104' | '3400' | '8300' | '98' | '104' | 'Zeewolde' | 'Flevoland' | '52.312935047' | '5.3814557016' | '02-09-2013' | ''
''677' | '739' | Prinses Alexia' | 'Prinses Alexia 30' | 'Senvion' | '3.4M104' | '3400' | '8300' | '98' | '104' | 'Zeewolde' | 'Flevoland' | '52.303709039' | '5.4441050455' | '02-09-2013' | ''
''677' | '739' | Prinses Alexia' | 'Prinses Alexia 27' | 'Senvion' | '3.4M104' | '3400' | '8300' | '98' | '104' | 'Zeewolde' | 'Flevoland' | '52.314003199' | '5.4368738565' | '02-09-2013' | ''
''677' | '739' | Prinses Alexia' | 'Prinses Alexia 26' | 'Senvion' | '3.4M104' | '3400' | '8300' | '98' | '104' | 'Zeewolde' | 'Flevoland' | '52.317266668' | '5.4345749747' | '02-09-2013' | ''
''677' | '739' | Prinses Alexia' | 'Prinses Alexia 32' | 'Senvion' | '3.4M104' | '3400' | '8300' | '98' | '104' | 'Zeewolde' | 'Flevoland' | '52.296929943' | '5.4488312529' | '02-09-2013' | ''
''677' | '739' | Prinses Alexia' | 'Prinses Alexia 31' | 'Senvion' | '3.4M104' | '3400' | '8300' | '98' | '104' | 'Zeewolde' | 'Flevoland' | '52.300319519' | '5.4464609992' | '02-09-2013' | ''
''677' | '739' | Prinses Alexia' | 'Prinses Alexia 29' | 'Senvion' | '3.4M104' | '3400' | '8300' | '98' | '104' | 'Zeewolde' | 'Flevoland' | '52.307089536' | '5.4417193963' | '02-09-2013' | ''
''677' | '739' | Prinses Alexia' | 'Prinses Alexia 28' | 'Senvion' | '3.4M104' | '3400' | '8300' | '98' | '104' | 'Zeewolde' | 'Flevoland' | '52.310497016' | '5.4391721158' | '02-09-2013' | ''
''677' | '739' | Prinses Alexia' | 'Prinses Alexia 25' | 'Senvion' | '3.4M104' | '3400' | '8300' | '98' | '104' | 'Zeewolde' | 'Flevoland' | '52.320637965' | '5.432217197' | '02-09-2013' | ''
''677' | '739' | Prinses Alexia' | 'Prinses Alexia 02' | 'Senvion' | '3.4M104' | '3400' | '8300' | '98' | '104' | 'Zeewolde' | 'Flevoland' | '52.298579981' | '5.3660061686' | '02-09-2013' | ''
''677' | '739' | Prinses Alexia' | 'Prinses Alexia 01' | 'Senvion' | '3.4M104' | '3400' | '8300' | '98' | '104' | 'Zeewolde' | 'Flevoland' | '52.301059763' | '5.3618120831' | '02-09-2013' | ''
''677' | '739' | Prinses Alexia' | 'Prinses Alexia 03' | 'Senvion' | '3.4M104' | '3400' | '8300' | '98' | '104' | 'Zeewolde' | 'Flevoland' | '52.296180918' | '5.3700678251' | '02-09-2013' | ''
''677' | '739' | Prinses Alexia' | 'Prinses Alexia 36' | 'Senvion' | '3.4M104' | '3400' | '8300' | '98' | '104' | 'Zeewolde' | 'Flevoland' | '52.283389124' | '5.4582940278' | '02-09-2013' | ''
''677' | '739' | Prinses Alexia' | 'Prinses Alexia 35' | 'Senvion' | '3.4M104' | '3400' | '8300' | '98' | '104' | 'Zeewolde' | 'Flevoland' | '52.286769903' | '5.4559398593' | '02-09-2013' | ''
''677' | '739' | Prinses Alexia' | 'Prinses Alexia 33' | 'Senvion' | '3.4M104' | '3400' | '8300' | '98' | '104' | 'Zeewolde' | 'Flevoland' | '52.293540309' | '5.4512158031' | '02-09-2013' | ''
''677' | '739' | Prinses Alexia' | 'Prinses Alexia 34' | 'Senvion' | '3.4M104' | '3400' | '8300' | '98' | '104' | 'Zeewolde' | 'Flevoland' | '52.290159628' | '5.4535706893' | '02-09-2013' | ''
''678' | '606' | Prinses Amalia' | 'Prinses Amalia WP' | 'Vestas' | 'V80-2.0 MW' | '2000' | '5700' | '59' | '80' | 'Offshore' | 'Offshore' | '52.605384868' | '4.2124744871' | '02-06-2008' | ''
''678' | '606' | Prinses Amalia' | 'Prinses Amalia WP' | 'Vestas' | 'V80-2.0 MW' | '2000' | '5700' | '59' | '80' | 'Offshore' | 'Offshore' | '52.60246637' | '4.2045807789' | '02-06-2008' | ''
''678' | '606' | Prinses Amalia' | 'Prinses Amalia WP' | 'Vestas' | 'V80-2.0 MW' | '2000' | '5700' | '59' | '80' | 'Offshore' | 'Offshore' | '52.599495062' | '4.1968519057' | '02-06-2008' | ''
''678' | '606' | Prinses Amalia' | 'Prinses Amalia WP' | 'Vestas' | 'V80-2.0 MW' | '2000' | '5700' | '59' | '80' | 'Offshore' | 'Offshore' | '52.590688371' | '4.188958067' | '02-06-2008' | ''
''678' | '606' | Prinses Amalia' | 'Prinses Amalia WP' | 'Vestas' | 'V80-2.0 MW' | '2000' | '5700' | '59' | '80' | 'Offshore' | 'Offshore' | '52.593809397' | '4.196326609' | '02-06-2008' | ''
''678' | '606' | Prinses Amalia' | 'Prinses Amalia WP' | 'Vestas' | 'V80-2.0 MW' | '2000' | '5700' | '59' | '80' | 'Offshore' | 'Offshore' | '52.596877818' | '4.2038747213' | '02-06-2008' | ''
''678' | '606' | Prinses Amalia' | 'Prinses Amalia WP' | 'Vestas' | 'V80-2.0 MW' | '2000' | '5700' | '59' | '80' | 'Offshore' | 'Offshore' | '52.599902584' | '4.2116021751' | '02-06-2008' | ''
''678' | '606' | Prinses Amalia' | 'Prinses Amalia WP' | 'Vestas' | 'V80-2.0 MW' | '2000' | '5700' | '59' | '80' | 'Offshore' | 'Offshore' | '52.602664526' | '4.2191605023' | '02-06-2008' | ''
''678' | '606' | Prinses Amalia' | 'Prinses Amalia WP' | 'Vestas' | 'V80-2.0 MW' | '2000' | '5700' | '59' | '80' | 'Offshore' | 'Offshore' | '52.605111491' | '4.2267280672' | '02-06-2008' | ''
''678' | '606' | Prinses Amalia' | 'Prinses Amalia WP' | 'Vestas' | 'V80-2.0 MW' | '2000' | '5700' | '59' | '80' | 'Offshore' | 'Offshore' | '52.585319688' | '4.18867612' | '02-06-2008' | ''
''678' | '606' | Prinses Amalia' | 'Prinses Amalia WP' | 'Vestas' | 'V80-2.0 MW' | '2000' | '5700' | '59' | '80' | 'Offshore' | 'Offshore' | '52.588485661' | '4.1960425324' | '02-06-2008' | ''
''678' | '606' | Prinses Amalia' | 'Prinses Amalia WP' | 'Vestas' | 'V80-2.0 MW' | '2000' | '5700' | '59' | '80' | 'Offshore' | 'Offshore' | '52.591400611' | '4.2035200469' | '02-06-2008' | ''
''678' | '606' | Prinses Amalia' | 'Prinses Amalia WP' | 'Vestas' | 'V80-2.0 MW' | '2000' | '5700' | '59' | '80' | 'Offshore' | 'Offshore' | '52.59426914' | '4.2108964644' | '02-06-2008' | ''
''678' | '606' | Prinses Amalia' | 'Prinses Amalia WP' | 'Vestas' | 'V80-2.0 MW' | '2000' | '5700' | '59' | '80' | 'Offshore' | 'Offshore' | '52.597077797' | '4.2186296686' | '02-06-2008' | ''
''678' | '606' | Prinses Amalia' | 'Prinses Amalia WP' | 'Vestas' | 'V80-2.0 MW' | '2000' | '5700' | '59' | '80' | 'Offshore' | 'Offshore' | '52.600000025' | '4.2260803912' | '02-06-2008' | ''
''678' | '606' | Prinses Amalia' | 'Prinses Amalia WP' | 'Vestas' | 'V80-2.0 MW' | '2000' | '5700' | '59' | '80' | 'Offshore' | 'Offshore' | '52.602435989' | '4.2334857811' | '02-06-2008' | ''
''678' | '606' | Prinses Amalia' | 'Prinses Amalia WP' | 'Vestas' | 'V80-2.0 MW' | '2000' | '5700' | '59' | '80' | 'Offshore' | 'Offshore' | '52.604573827' | '4.2407816385' | '02-06-2008' | ''
''678' | '606' | Prinses Amalia' | 'Prinses Amalia WP' | 'Vestas' | 'V80-2.0 MW' | '2000' | '5700' | '59' | '80' | 'Offshore' | 'Offshore' | '52.599624744' | '4.2401871558' | '02-06-2008' | ''
''678' | '606' | Prinses Amalia' | 'Prinses Amalia WP' | 'Vestas' | 'V80-2.0 MW' | '2000' | '5700' | '59' | '80' | 'Offshore' | 'Offshore' | '52.597334257' | '4.232910905' | '02-06-2008' | ''
''678' | '606' | Prinses Amalia' | 'Prinses Amalia WP' | 'Vestas' | 'V80-2.0 MW' | '2000' | '5700' | '59' | '80' | 'Offshore' | 'Offshore' | '52.59475261' | '4.2253183696' | '02-06-2008' | ''
''678' | '606' | Prinses Amalia' | 'Prinses Amalia WP' | 'Vestas' | 'V80-2.0 MW' | '2000' | '5700' | '59' | '80' | 'Offshore' | 'Offshore' | '52.591840482' | '4.2179863818' | '02-06-2008' | ''
''678' | '606' | Prinses Amalia' | 'Prinses Amalia WP' | 'Vestas' | 'V80-2.0 MW' | '2000' | '5700' | '59' | '80' | 'Offshore' | 'Offshore' | '52.588926147' | '4.2104783212' | '02-06-2008' | ''
''678' | '606' | Prinses Amalia' | 'Prinses Amalia WP' | 'Vestas' | 'V80-2.0 MW' | '2000' | '5700' | '59' | '80' | 'Offshore' | 'Offshore' | '52.585975986' | '4.2030312327' | '02-06-2008' | ''
''678' | '606' | Prinses Amalia' | 'Prinses Amalia WP' | 'Vestas' | 'V80-2.0 MW' | '2000' | '5700' | '59' | '80' | 'Offshore' | 'Offshore' | '52.583000769' | '4.1958218987' | '02-06-2008' | ''
''678' | '606' | Prinses Amalia' | 'Prinses Amalia WP' | 'Vestas' | 'V80-2.0 MW' | '2000' | '5700' | '59' | '80' | 'Offshore' | 'Offshore' | '52.580125296' | '4.1887436079' | '02-06-2008' | ''
''678' | '606' | Prinses Amalia' | 'Prinses Amalia WP' | 'Vestas' | 'V80-2.0 MW' | '2000' | '5700' | '59' | '80' | 'Offshore' | 'Offshore' | '52.577870598' | '4.1960195879' | '02-06-2008' | ''
''678' | '606' | Prinses Amalia' | 'Prinses Amalia WP' | 'Vestas' | 'V80-2.0 MW' | '2000' | '5700' | '59' | '80' | 'Offshore' | 'Offshore' | '52.580700858' | '4.2031139539' | '02-06-2008' | ''
''678' | '606' | Prinses Amalia' | 'Prinses Amalia WP' | 'Vestas' | 'V80-2.0 MW' | '2000' | '5700' | '59' | '80' | 'Offshore' | 'Offshore' | '52.583613904' | '4.2104431037' | '02-06-2008' | ''
''678' | '606' | Prinses Amalia' | 'Prinses Amalia WP' | 'Vestas' | 'V80-2.0 MW' | '2000' | '5700' | '59' | '80' | 'Offshore' | 'Offshore' | '52.586489394' | '4.2176561553' | '02-06-2008' | ''
''678' | '606' | Prinses Amalia' | 'Prinses Amalia WP' | 'Vestas' | 'V80-2.0 MW' | '2000' | '5700' | '59' | '80' | 'Offshore' | 'Offshore' | '52.589329082' | '4.224930114' | '02-06-2008' | ''
''678' | '606' | Prinses Amalia' | 'Prinses Amalia WP' | 'Vestas' | 'V80-2.0 MW' | '2000' | '5700' | '59' | '80' | 'Offshore' | 'Offshore' | '52.592089176' | '4.2323841905' | '02-06-2008' | ''
''678' | '606' | Prinses Amalia' | 'Prinses Amalia WP' | 'Vestas' | 'V80-2.0 MW' | '2000' | '5700' | '59' | '80' | 'Offshore' | 'Offshore' | '52.594630866' | '4.2396087285' | '02-06-2008' | ''
''678' | '606' | Prinses Amalia' | 'Prinses Amalia WP' | 'Vestas' | 'V80-2.0 MW' | '2000' | '5700' | '59' | '80' | 'Offshore' | 'Offshore' | '52.596885143' | '4.2469005722' | '02-06-2008' | ''
''678' | '606' | Prinses Amalia' | 'Prinses Amalia WP' | 'Vestas' | 'V80-2.0 MW' | '2000' | '5700' | '59' | '80' | 'Offshore' | 'Offshore' | '52.57565154' | '4.2033086099' | '02-06-2008' | ''
''678' | '606' | Prinses Amalia' | 'Prinses Amalia WP' | 'Vestas' | 'V80-2.0 MW' | '2000' | '5700' | '59' | '80' | 'Offshore' | 'Offshore' | '52.57844367' | '4.2102270489' | '02-06-2008' | ''
''678' | '606' | Prinses Amalia' | 'Prinses Amalia WP' | 'Vestas' | 'V80-2.0 MW' | '2000' | '5700' | '59' | '80' | 'Offshore' | 'Offshore' | '52.581248452' | '4.2175591598' | '02-06-2008' | ''
''678' | '606' | Prinses Amalia' | 'Prinses Amalia WP' | 'Vestas' | 'V80-2.0 MW' | '2000' | '5700' | '59' | '80' | 'Offshore' | 'Offshore' | '52.584122356' | '4.224654276' | '02-06-2008' | ''
''678' | '606' | Prinses Amalia' | 'Prinses Amalia WP' | 'Vestas' | 'V80-2.0 MW' | '2000' | '5700' | '59' | '80' | 'Offshore' | 'Offshore' | '52.586810009' | '4.2320503289' | '02-06-2008' | ''
''678' | '606' | Prinses Amalia' | 'Prinses Amalia WP' | 'Vestas' | 'V80-2.0 MW' | '2000' | '5700' | '59' | '80' | 'Offshore' | 'Offshore' | '52.589423606' | '4.2392721114' | '02-06-2008' | ''
''678' | '606' | Prinses Amalia' | 'Prinses Amalia WP' | 'Vestas' | 'V80-2.0 MW' | '2000' | '5700' | '59' | '80' | 'Offshore' | 'Offshore' | '52.591903112' | '4.2466162812' | '02-06-2008' | ''
''678' | '606' | Prinses Amalia' | 'Prinses Amalia WP' | 'Vestas' | 'V80-2.0 MW' | '2000' | '5700' | '59' | '80' | 'Offshore' | 'Offshore' | '52.573467975' | '4.2105959412' | '02-06-2008' | ''
''678' | '606' | Prinses Amalia' | 'Prinses Amalia WP' | 'Vestas' | 'V80-2.0 MW' | '2000' | '5700' | '59' | '80' | 'Offshore' | 'Offshore' | '52.576186053' | '4.2173394177' | '02-06-2008' | ''
''678' | '606' | Prinses Amalia' | 'Prinses Amalia WP' | 'Vestas' | 'V80-2.0 MW' | '2000' | '5700' | '59' | '80' | 'Offshore' | 'Offshore' | '52.578880692' | '4.2244826993' | '02-06-2008' | ''
''678' | '606' | Prinses Amalia' | 'Prinses Amalia WP' | 'Vestas' | 'V80-2.0 MW' | '2000' | '5700' | '59' | '80' | 'Offshore' | 'Offshore' | '52.581602003' | '4.231640901' | '02-06-2008' | ''
''678' | '606' | Prinses Amalia' | 'Prinses Amalia WP' | 'Vestas' | 'V80-2.0 MW' | '2000' | '5700' | '59' | '80' | 'Offshore' | 'Offshore' | '52.584261695' | '4.238978655' | '02-06-2008' | ''
''678' | '606' | Prinses Amalia' | 'Prinses Amalia WP' | 'Vestas' | 'V80-2.0 MW' | '2000' | '5700' | '59' | '80' | 'Offshore' | 'Offshore' | '52.586909681' | '4.2460814791' | '02-06-2008' | ''
''678' | '606' | Prinses Amalia' | 'Prinses Amalia WP' | 'Vestas' | 'V80-2.0 MW' | '2000' | '5700' | '59' | '80' | 'Offshore' | 'Offshore' | '52.589307333' | '4.2533686824' | '02-06-2008' | ''
''678' | '606' | Prinses Amalia' | 'Prinses Amalia WP' | 'Vestas' | 'V80-2.0 MW' | '2000' | '5700' | '59' | '80' | 'Offshore' | 'Offshore' | '52.573821767' | '4.2246161401' | '02-06-2008' | ''
''678' | '606' | Prinses Amalia' | 'Prinses Amalia WP' | 'Vestas' | 'V80-2.0 MW' | '2000' | '5700' | '59' | '80' | 'Offshore' | 'Offshore' | '52.576470037' | '4.2316574184' | '02-06-2008' | ''
''678' | '606' | Prinses Amalia' | 'Prinses Amalia WP' | 'Vestas' | 'V80-2.0 MW' | '2000' | '5700' | '59' | '80' | 'Offshore' | 'Offshore' | '52.57916396' | '4.2388163785' | '02-06-2008' | ''
''678' | '606' | Prinses Amalia' | 'Prinses Amalia WP' | 'Vestas' | 'V80-2.0 MW' | '2000' | '5700' | '59' | '80' | 'Offshore' | 'Offshore' | '52.581738937' | '4.2458022236' | '02-06-2008' | ''
''678' | '606' | Prinses Amalia' | 'Prinses Amalia WP' | 'Vestas' | 'V80-2.0 MW' | '2000' | '5700' | '59' | '80' | 'Offshore' | 'Offshore' | '52.58417255' | '4.2530876336' | '02-06-2008' | ''
''678' | '606' | Prinses Amalia' | 'Prinses Amalia WP' | 'Vestas' | 'V80-2.0 MW' | '2000' | '5700' | '59' | '80' | 'Offshore' | 'Offshore' | '52.586549703' | '4.2601539328' | '02-06-2008' | ''
''678' | '606' | Prinses Amalia' | 'Prinses Amalia WP' | 'Vestas' | 'V80-2.0 MW' | '2000' | '5700' | '59' | '80' | 'Offshore' | 'Offshore' | '52.571635741' | '4.2317841387' | '02-06-2008' | ''
''678' | '606' | Prinses Amalia' | 'Prinses Amalia WP' | 'Vestas' | 'V80-2.0 MW' | '2000' | '5700' | '59' | '80' | 'Offshore' | 'Offshore' | '52.574138676' | '4.2387112573' | '02-06-2008' | ''
''678' | '606' | Prinses Amalia' | 'Prinses Amalia WP' | 'Vestas' | 'V80-2.0 MW' | '2000' | '5700' | '59' | '80' | 'Offshore' | 'Offshore' | '52.576724346' | '4.2458730663' | '02-06-2008' | ''
''678' | '606' | Prinses Amalia' | 'Prinses Amalia WP' | 'Vestas' | 'V80-2.0 MW' | '2000' | '5700' | '59' | '80' | 'Offshore' | 'Offshore' | '52.579262262' | '4.2527861131' | '02-06-2008' | ''
''678' | '606' | Prinses Amalia' | 'Prinses Amalia WP' | 'Vestas' | 'V80-2.0 MW' | '2000' | '5700' | '59' | '80' | 'Offshore' | 'Offshore' | '52.581657825' | '4.2598954053' | '02-06-2008' | ''
''678' | '606' | Prinses Amalia' | 'Prinses Amalia WP' | 'Vestas' | 'V80-2.0 MW' | '2000' | '5700' | '59' | '80' | 'Offshore' | 'Offshore' | '52.571735431' | '4.2458104579' | '02-06-2008' | ''
''678' | '606' | Prinses Amalia' | 'Prinses Amalia WP' | 'Vestas' | 'V80-2.0 MW' | '2000' | '5700' | '59' | '80' | 'Offshore' | 'Offshore' | '52.574167354' | '4.2529172319' | '02-06-2008' | ''
''679' | '258' | Rachel Carson (Eemmeerdijk)' | 'Rachel Carson 1' | 'NedWind' | 'NedWind 51' | '1000' | '900' | '60' | '55' | 'Zeewolde' | 'Flevoland' | '52.297812656' | '5.3290353722' | '02-01-1998' | ''
''679' | '258' | Rachel Carson (Eemmeerdijk)' | 'Rachel Carson 19' | 'NedWind' | 'NedWind 51' | '1000' | '900' | '60' | '55' | 'Zeewolde' | 'Flevoland' | '52.269820689' | '5.3765825876' | '02-01-1998' | ''
''679' | '258' | Rachel Carson (Eemmeerdijk)' | 'Rachel Carson 11' | 'NedWind' | 'NedWind 51' | '1000' | '900' | '60' | '55' | 'Zeewolde' | 'Flevoland' | '52.28230089' | '5.3554480875' | '02-01-1998' | ''
''679' | '258' | Rachel Carson (Eemmeerdijk)' | 'Rachel Carson 12' | 'NedWind' | 'NedWind 51' | '1000' | '900' | '60' | '55' | 'Zeewolde' | 'Flevoland' | '52.280737706' | '5.3581015414' | '02-01-1998' | ''
''679' | '258' | Rachel Carson (Eemmeerdijk)' | 'Rachel Carson 13' | 'NedWind' | 'NedWind 51' | '1000' | '900' | '60' | '55' | 'Zeewolde' | 'Flevoland' | '52.279183446' | '5.3607401501' | '02-01-1998' | ''
''679' | '258' | Rachel Carson (Eemmeerdijk)' | 'Rachel Carson 14' | 'NedWind' | 'NedWind 51' | '1000' | '900' | '60' | '55' | 'Zeewolde' | 'Flevoland' | '52.277611157' | '5.3634078894' | '02-01-1998' | ''
''679' | '258' | Rachel Carson (Eemmeerdijk)' | 'Rachel Carson 15' | 'NedWind' | 'NedWind 51' | '1000' | '900' | '60' | '55' | 'Zeewolde' | 'Flevoland' | '52.276056772' | '5.3660168225' | '02-01-1998' | ''
''679' | '258' | Rachel Carson (Eemmeerdijk)' | 'Rachel Carson 16' | 'NedWind' | 'NedWind 51' | '1000' | '900' | '60' | '55' | 'Zeewolde' | 'Flevoland' | '52.274484358' | '5.3686548842' | '02-01-1998' | ''
''679' | '258' | Rachel Carson (Eemmeerdijk)' | 'Rachel Carson 17' | 'NedWind' | 'NedWind 51' | '1000' | '900' | '60' | '55' | 'Zeewolde' | 'Flevoland' | '52.272938848' | '5.3712927498' | '02-01-1998' | ''
''679' | '258' | Rachel Carson (Eemmeerdijk)' | 'Rachel Carson 18' | 'NedWind' | 'NedWind 51' | '1000' | '900' | '60' | '55' | 'Zeewolde' | 'Flevoland' | '52.271375305' | '5.3739450881' | '02-01-1998' | ''
''679' | '258' | Rachel Carson (Eemmeerdijk)' | 'Rachel Carson 2' | 'NedWind' | 'NedWind 51' | '1000' | '900' | '60' | '55' | 'Zeewolde' | 'Flevoland' | '52.296312997' | '5.3317199206' | '02-01-1998' | ''
''679' | '258' | Rachel Carson (Eemmeerdijk)' | 'Rachel Carson 3' | 'NedWind' | 'NedWind 51' | '1000' | '900' | '60' | '55' | 'Zeewolde' | 'Flevoland' | '52.294741375' | '5.3344043728' | '02-01-1998' | ''
''679' | '258' | Rachel Carson (Eemmeerdijk)' | 'Rachel Carson 4' | 'NedWind' | 'NedWind 51' | '1000' | '900' | '60' | '55' | 'Zeewolde' | 'Flevoland' | '52.293214605' | '5.337029953' | '02-01-1998' | ''
''679' | '258' | Rachel Carson (Eemmeerdijk)' | 'Rachel Carson 5' | 'NedWind' | 'NedWind 51' | '1000' | '900' | '60' | '55' | 'Zeewolde' | 'Flevoland' | '52.291651832' | '5.3396700486' | '02-01-1998' | ''
''679' | '258' | Rachel Carson (Eemmeerdijk)' | 'Rachel Carson 7' | 'NedWind' | 'NedWind 51' | '1000' | '900' | '60' | '55' | 'Zeewolde' | 'Flevoland' | '52.288517114' | '5.344935035' | '02-01-1998' | ''
''679' | '258' | Rachel Carson (Eemmeerdijk)' | 'Rachel Carson 8' | 'NedWind' | 'NedWind 51' | '1000' | '900' | '60' | '55' | 'Zeewolde' | 'Flevoland' | '52.286972128' | '5.3475452459' | '02-01-1998' | ''
''679' | '258' | Rachel Carson (Eemmeerdijk)' | 'Rachel Carson 10' | 'NedWind' | 'NedWind 51' | '1000' | '900' | '60' | '55' | 'Zeewolde' | 'Flevoland' | '52.283872998' | '5.3527797853' | '02-01-1998' | ''
''680' | '283' | Reigerweg' | 'Reigerweg 02' | 'Vestas' | 'V47-660 kW' | '660' | '1400' | '55' | '47' | 'Zeewolde' | 'Flevoland' | '52.416101927' | '5.4067977819' | '30-10-1999' | ''
''680' | '284' | Reigerweg' | 'Reigerweg' | 'Neg Micon' | 'NM52/ 900' | '900' | '1700' | '55' | '52' | 'Zeewolde' | 'Flevoland' | '52.408640642' | '5.4150683712' | '16-03-2001' | ''
''680' | '284' | Reigerweg' | 'Reigerweg 01' | 'Neg Micon' | 'NM52/ 900' | '900' | '1700' | '55' | '52' | 'Zeewolde' | 'Flevoland' | '52.417323675' | '5.40985572' | '16-03-2001' | ''
''680' | '284' | Reigerweg' | 'Reigerweg 05' | 'Neg Micon' | 'NM52/ 900' | '900' | '1700' | '55' | '52' | 'Zeewolde' | 'Flevoland' | '52.413772808' | '5.4137341169' | '16-03-2001' | ''
''680' | '284' | Reigerweg' | 'Reigerweg 06' | 'Neg Micon' | 'NM52/ 900' | '900' | '1700' | '55' | '52' | 'Zeewolde' | 'Flevoland' | '52.41249722' | '5.4107497752' | '16-03-2001' | ''
''680' | '285' | Reigerweg' | 'Reigerweg 17' | 'Neg Micon' | 'NM54/ 950' | '950' | '1800' | '55' | '55' | 'Zeewolde' | 'Flevoland' | '52.404909765' | '5.4192540532' | '30-01-2003' | ''
''680' | '286' | Reigerweg' | 'Reigerweg 21' | 'Neg Micon' | 'NM52/ 900' | '900' | '1400' | '36' | '52' | 'Zeewolde' | 'Flevoland' | '52.398731616' | '5.4308715959' | '19-02-2003' | ''
''680' | '286' | Reigerweg' | 'Reigerweg 25' | 'Neg Micon' | 'NM52/ 900' | '900' | '1400' | '36' | '52' | 'Zeewolde' | 'Flevoland' | '52.394928135' | '5.4353928395' | '19-02-2003' | ''
''680' | '287' | Reigerweg' | 'Reigerweg 13' | 'Neg Micon' | 'NM54/ 950' | '950' | '1800' | '55' | '55' | 'Zeewolde' | 'Flevoland' | '52.402373023' | '5.4267167836' | '25-04-2003' | ''
''680' | '288' | Reigerweg' | 'Reigerweg 26' | 'Vestas' | 'V52-850 kW' | '850' | '1400' | '37' | '52' | 'Zeewolde' | 'Flevoland' | '52.393662069' | '5.4324238442' | '21-05-2003' | ''
''680' | '288' | Reigerweg' | 'Reigerweg 22' | 'Vestas' | 'V52-850 kW' | '850' | '1400' | '37' | '52' | 'Zeewolde' | 'Flevoland' | '52.397465453' | '5.4278583977' | '21-05-2003' | ''
''680' | '288' | Reigerweg' | 'Reigerweg 18' | 'Vestas' | 'V52-850 kW' | '850' | '1400' | '37' | '52' | 'Zeewolde' | 'Flevoland' | '52.401034869' | '5.4236593161' | '21-05-2003' | ''
''680' | '289' | Reigerweg' | 'Reigerweg 14' | 'Neg Micon' | 'NM54/ 950' | '950' | '1800' | '55' | '55' | 'Zeewolde' | 'Flevoland' | '52.406203116' | '5.4222381428' | '30-10-2003' | ''
''680' | '289' | Reigerweg' | 'Reigerweg 09' | 'Neg Micon' | 'NM54/ 950' | '950' | '1800' | '55' | '55' | 'Zeewolde' | 'Flevoland' | '52.409862194' | '5.4180672362' | '30-10-2003' | ''
''681' | '793' | Rembrandt' | 'Coevorden Brusselseweg' | 'Vestas' | 'V90-2.0 MW' | '2000' | '5800' | '105' | '90' | 'Coevorden' | 'Drenthe' | '52.640767809' | '6.7346573834' | '02-11-2014' | ''
''681' | '793' | Rembrandt' | 'De Heege West - De Mars 01' | 'Vestas' | 'V90-2.0 MW' | '2000' | '5800' | '105' | '90' | 'Coevorden' | 'Drenthe' | '52.644604796' | '6.7307704672' | '02-11-2014' | ''
''681' | '793' | Rembrandt' | 'De Heege West - De Mars 02' | 'Vestas' | 'V90-2.0 MW' | '2000' | '5800' | '105' | '90' | 'Coevorden' | 'Drenthe' | '52.647421436' | '6.7360287037' | '02-11-2014' | ''
''681' | '794' | Rembrandt' | 'Vlissingen' | 'Enercon' | 'E-70 / 2300' | '2300' | '4300' | '64' | '71' | 'Vlissingen' | 'Zeeland' | '51.471434834' | '3.6802759761' | '06-06-2015' | ''
''681' | '860' | Rembrandt' | 'De Lier' | 'Enercon' | 'E-70 / 2300' | '2300' | '4500' | '64' | '71' | 'Westland' | 'Zuid-Holland' | '51.970216726' | '4.2184138025' | '16-12-2015' | ''
''682' | '587' | Rijnwoude' | 'Rijnwoude 1' | 'Vestas' | 'V90-3.0 MW' | '3000' | '6400' | '80' | '90' | 'Alphen aan den Rijn' | 'Zuid-Holland' | '52.124364645' | '4.6075801047' | '29-06-2007' | ''
''682' | '587' | Rijnwoude' | 'Rijnwoude 2' | 'Vestas' | 'V90-3.0 MW' | '3000' | '6400' | '80' | '90' | 'Alphen aan den Rijn' | 'Zuid-Holland' | '52.12476184' | '4.613297633' | '29-06-2007' | ''
''682' | '587' | Rijnwoude' | 'Rijnwoude 3' | 'Vestas' | 'V90-3.0 MW' | '3000' | '6400' | '80' | '90' | 'Alphen aan den Rijn' | 'Zuid-Holland' | '52.124683571' | '4.6191986732' | '29-06-2007' | ''
''682' | '587' | Rijnwoude' | 'Rijnwoude 4' | 'Vestas' | 'V90-3.0 MW' | '3000' | '6400' | '80' | '90' | 'Alphen aan den Rijn' | 'Zuid-Holland' | '52.122303982' | '4.6237079105' | '29-06-2007' | ''
''683' | '578' | Rivierduintocht' | 'Rivierduintocht 1' | 'Vestas' | 'V66-1.65 MW' | '1650' | '3000' | '67' | '66' | 'Dronten' | 'Flevoland' | '52.573830433' | '5.6137685559' | '28-12-2006' | ''
''683' | '578' | Rivierduintocht' | 'Rivierduintocht 2' | 'Vestas' | 'V66-1.65 MW' | '1650' | '3000' | '67' | '66' | 'Dronten' | 'Flevoland' | '52.576834571' | '5.6125005661' | '28-12-2006' | ''
''683' | '578' | Rivierduintocht' | 'Rivierduintocht 3' | 'Vestas' | 'V66-1.65 MW' | '1650' | '3000' | '67' | '66' | 'Dronten' | 'Flevoland' | '52.579829733' | '5.611217605' | '28-12-2006' | ''
''683' | '578' | Rivierduintocht' | 'Rivierduintocht 4' | 'Vestas' | 'V66-1.65 MW' | '1650' | '3000' | '67' | '66' | 'Dronten' | 'Flevoland' | '52.582788987' | '5.6099047797' | '28-12-2006' | ''
''683' | '578' | Rivierduintocht' | 'Rivierduintocht 5' | 'Vestas' | 'V66-1.65 MW' | '1650' | '3000' | '67' | '66' | 'Dronten' | 'Flevoland' | '52.585838123' | '5.6085774752' | '28-12-2006' | ''
''683' | '578' | Rivierduintocht' | 'Rivierduintocht 6' | 'Vestas' | 'V66-1.65 MW' | '1650' | '3000' | '67' | '66' | 'Dronten' | 'Flevoland' | '52.588788357' | '5.6072642493' | '28-12-2006' | ''
''683' | '578' | Rivierduintocht' | 'Rivierduintocht 7' | 'Vestas' | 'V66-1.65 MW' | '1650' | '3000' | '67' | '66' | 'Dronten' | 'Flevoland' | '52.59174748' | '5.6059951637' | '28-12-2006' | ''
''684' | '735' | Roggeplaat' | 'Roggeplaat 1' | 'Enercon' | 'E-82 / 2300' | '2300' | '6800' | '78' | '82' | 'Schouwen-Duiveland' | 'Zeeland' | '51.654767932' | '3.7241875015' | '02-12-2012' | ''
''684' | '735' | Roggeplaat' | 'Roggeplaat 2' | 'Enercon' | 'E-82 / 2300' | '2300' | '6800' | '78' | '82' | 'Schouwen-Duiveland' | 'Zeeland' | '51.654825544' | '3.7282468038' | '02-12-2012' | ''
''684' | '735' | Roggeplaat' | 'Roggeplaat 3' | 'Enercon' | 'E-82 / 2300' | '2300' | '6800' | '78' | '82' | 'Schouwen-Duiveland' | 'Zeeland' | '51.651641304' | '3.7230594183' | '02-12-2012' | ''
''684' | '735' | Roggeplaat' | 'Roggeplaat 4' | 'Enercon' | 'E-82 / 2300' | '2300' | '6800' | '78' | '82' | 'Schouwen-Duiveland' | 'Zeeland' | '51.651701003' | '3.7272628877' | '02-12-2012' | ''
''685' | '569' | Roompotsluis' | 'Roompotsluis 1' | 'Vestas' | 'V90-3.0 MW' | '3000' | '8100' | '78' | '90' | 'Veere' | 'Zeeland' | '51.62103264' | '3.6826749724' | '05-09-2006' | ''
''685' | '569' | Roompotsluis' | 'Roompotsluis 2' | 'Vestas' | 'V90-3.0 MW' | '3000' | '8100' | '78' | '90' | 'Veere' | 'Zeeland' | '51.622804779' | '3.6784341858' | '05-09-2006' | ''
''685' | '569' | Roompotsluis' | 'Roompotsluis 3' | 'Vestas' | 'V90-3.0 MW' | '3000' | '8100' | '78' | '90' | 'Veere' | 'Zeeland' | '51.619879032' | '3.6750927438' | '05-09-2006' | ''
''685' | '569' | Roompotsluis' | 'Roompotsluis 4' | 'Vestas' | 'V90-3.0 MW' | '3000' | '8100' | '78' | '90' | 'Veere' | 'Zeeland' | '51.61781113' | '3.6793878586' | '05-09-2006' | ''
''686' | '814' | Roosendaalsche Vliet' | 'Roosendaalsche Vliet 01' | 'Vestas' | 'V90-3.0 MW' | '3000' | '6600' | '105' | '90' | 'Roosendaal' | 'Noord-Brabant' | '51.55466114' | '4.4373770635' | '02-12-2015' | ''
''686' | '814' | Roosendaalsche Vliet' | 'Roosendaalsche Vliet 02' | 'Vestas' | 'V90-3.0 MW' | '3000' | '6600' | '105' | '90' | 'Roosendaal' | 'Noord-Brabant' | '51.558586203' | '4.4425298145' | '02-12-2015' | ''
''686' | '814' | Roosendaalsche Vliet' | 'Roosendaalsche Vliet 03' | 'Vestas' | 'V90-3.0 MW' | '3000' | '6600' | '105' | '90' | 'Roosendaal' | 'Noord-Brabant' | '51.562592206' | '4.4488355608' | '02-12-2015' | ''
''687' | '792' | Sabina polder' | 'Sabina 1' | 'Vestas' | 'V90-3.0 MW' | '3000' | '6800' | '105' | '90' | 'Moerdijk' | 'Noord-Brabant' | '51.669223576' | '4.3957542835' | '21-12-2014' | ''
''687' | '792' | Sabina polder' | 'Sabina 2' | 'Vestas' | 'V90-3.0 MW' | '3000' | '6800' | '105' | '90' | 'Moerdijk' | 'Noord-Brabant' | '51.672071732' | '4.397715919' | '21-12-2014' | ''
''687' | '792' | Sabina polder' | 'Sabina 3' | 'Vestas' | 'V90-3.0 MW' | '3000' | '6800' | '105' | '90' | 'Moerdijk' | 'Noord-Brabant' | '51.674919856' | '4.3996778005' | '21-12-2014' | ''
''688' | '626' | Sabinapolder' | 'Sabinapolder 1' | 'Vestas' | 'V52-850 kW' | '850' | '1600' | '49' | '52' | 'Moerdijk' | 'Noord-Brabant' | '51.660911275' | '4.3750506524' | '02-07-2009' | ''
''688' | '626' | Sabinapolder' | 'Sabinapolder 2' | 'Vestas' | 'V52-850 kW' | '850' | '1600' | '49' | '52' | 'Moerdijk' | 'Noord-Brabant' | '51.664526184' | '4.3856520075' | '02-07-2009' | ''
''688' | '626' | Sabinapolder' | 'Sabinapolder 3' | 'Vestas' | 'V52-850 kW' | '850' | '1600' | '49' | '52' | 'Moerdijk' | 'Noord-Brabant' | '51.666596531' | '4.3870373049' | '02-07-2009' | ''
''688' | '626' | Sabinapolder' | 'Sabinapolder 4' | 'Vestas' | 'V52-850 kW' | '850' | '1600' | '49' | '52' | 'Moerdijk' | 'Noord-Brabant' | '51.668684713' | '4.3884078783' | '02-07-2009' | ''
''688' | '626' | Sabinapolder' | 'Sabinapolder 5' | 'Vestas' | 'V52-850 kW' | '850' | '1600' | '49' | '52' | 'Moerdijk' | 'Noord-Brabant' | '51.670763646' | '4.3897498674' | '02-07-2009' | ''
''688' | '626' | Sabinapolder' | 'Sabinapolder 6' | 'Vestas' | 'V52-850 kW' | '850' | '1600' | '49' | '52' | 'Moerdijk' | 'Noord-Brabant' | '51.672842931' | '4.3911353437' | '02-07-2009' | ''
''688' | '626' | Sabinapolder' | 'Sabinapolder 7' | 'Vestas' | 'V52-850 kW' | '850' | '1600' | '49' | '52' | 'Moerdijk' | 'Noord-Brabant' | '51.674940299' | '4.3925350073' | '02-07-2009' | ''
''689' | '999' | Samen voor de Wind' | 'Samen voor de Wind II-1' | 'Enercon' | 'E-82 / 2350' | '2350' | '5300' | '69' | '82' | 'Dronten' | 'Flevoland' | '52.532793' | '5.59014' | '20-09-2019' | ''
''690' | '616' | Schagen' | 'Schagen-1' | 'Enercon' | 'E-53 / 800' | '800' | '2400' | '60' | '53' | 'Schagen' | 'Noord-Holland' | '52.714061857' | '4.771163356' | '15-10-2008' | ''
''690' | '616' | Schagen' | 'Schagen-2' | 'Enercon' | 'E-53 / 800' | '800' | '2400' | '60' | '53' | 'Schagen' | 'Noord-Holland' | '52.715986102' | '4.7713583454' | '15-10-2008' | ''
''690' | '616' | Schagen' | 'Schagen-3' | 'Enercon' | 'E-53 / 800' | '800' | '2400' | '60' | '53' | 'Schagen' | 'Noord-Holland' | '52.718010192' | '4.771744351' | '15-10-2008' | ''
''690' | '616' | Schagen' | 'Schagen-4' | 'Enercon' | 'E-53 / 800' | '800' | '2400' | '60' | '53' | 'Schagen' | 'Noord-Holland' | '52.719990036' | '4.7722642175' | '15-10-2008' | ''
''690' | '616' | Schagen' | 'Schagen-5' | 'Enercon' | 'E-53 / 800' | '800' | '2400' | '60' | '53' | 'Schagen' | 'Noord-Holland' | '52.72189022' | '4.773022066' | '15-10-2008' | ''
''690' | '616' | Schagen' | 'Schagen-6' | 'Enercon' | 'E-53 / 800' | '800' | '2400' | '60' | '53' | 'Schagen' | 'Noord-Holland' | '52.723799995' | '4.7738982611' | '15-10-2008' | ''
''690' | '616' | Schagen' | 'Schagen-7' | 'Enercon' | 'E-53 / 800' | '800' | '2400' | '60' | '53' | 'Schagen' | 'Noord-Holland' | '52.72567473' | '4.7749526517' | '15-10-2008' | ''
''690' | '616' | Schagen' | 'Schagen-8' | 'Enercon' | 'E-53 / 800' | '800' | '2400' | '60' | '53' | 'Schagen' | 'Noord-Holland' | '52.727514194' | '4.7761408518' | '15-10-2008' | ''
''691' | '269' | Schollevaarweg' | 'Schollevaarweg 6-1' | 'Neg Micon' | 'NM48/ 750' | '750' | '1400' | '55' | '48' | 'Zeewolde' | 'Flevoland' | '52.383929781' | '5.5161498133' | '16-09-1999' | ''
''691' | '270' | Schollevaarweg' | 'Schollevaarweg 17' | 'Neg Micon' | 'NM48/ 600' | '600' | '1200' | '45' | '48' | 'Zeewolde' | 'Flevoland' | '52.373281844' | '5.5053257615' | '26-10-1999' | ''
''691' | '271' | Schollevaarweg' | 'Schollevaarweg 77-2' | 'Vestas' | 'V52-850 kW' | '850' | '1800' | '70' | '52' | 'Zeewolde' | 'Flevoland' | '52.329111263' | '5.4070671239' | '17-12-2002' | ''
''691' | '272' | Schollevaarweg' | 'Schollevaarweg 1' | 'Neg Micon' | 'NM54/ 950' | '950' | '1900' | '70' | '55' | 'Zeewolde' | 'Flevoland' | '52.387101012' | '5.5253249856' | '15-01-2003' | ''
''691' | '272' | Schollevaarweg' | 'Schollevaarweg 5' | 'Neg Micon' | 'NM54/ 950' | '950' | '1900' | '70' | '55' | 'Zeewolde' | 'Flevoland' | '52.383305102' | '5.5202458733' | '15-01-2003' | ''
''691' | '272' | Schollevaarweg' | 'Schollevaarweg 2' | 'Neg Micon' | 'NM54/ 950' | '950' | '1900' | '70' | '55' | 'Zeewolde' | 'Flevoland' | '52.388641003' | '5.5226269207' | '15-01-2003' | ''
''691' | '272' | Schollevaarweg' | 'Schollevaarweg 9' | 'Neg Micon' | 'NM54/ 950' | '950' | '1900' | '70' | '55' | 'Zeewolde' | 'Flevoland' | '52.380532528' | '5.5161105456' | '15-01-2003' | ''
''691' | '273' | Schollevaarweg' | 'Schollevaarweg 21' | 'Vestas' | 'V52-850 kW' | '850' | '1700' | '55' | '52' | 'Zeewolde' | 'Flevoland' | '52.369494835' | '5.4994277124' | '05-07-2003' | ''
''691' | '274' | Schollevaarweg' | 'Schollevaarweg 25' | 'Neg Micon' | 'NM54/ 950' | '950' | '1700' | '55' | '55' | 'Zeewolde' | 'Flevoland' | '52.366058637' | '5.4928708226' | '20-12-2003' | ''
''691' | '275' | Schollevaarweg' | 'Schollevaarweg 78' | 'Vestas' | 'V52-850 kW' | '850' | '1800' | '70' | '52' | 'Zeewolde' | 'Flevoland' | '52.330972039' | '5.4049847655' | '02-07-2004' | ''
''691' | '276' | Schollevaarweg' | 'Schollevaarweg 81' | 'Neg Micon' | 'NM54/1000' | '1000' | '1700' | '70' | '55' | 'Zeewolde' | 'Flevoland' | '52.321473399' | '5.3833173712' | '18-09-2004' | ''
''691' | '276' | Schollevaarweg' | 'Schollevaarweg' | 'Neg Micon' | 'NM54/1000' | '1000' | '1700' | '70' | '55' | 'Zeewolde' | 'Flevoland' | '52.382054351' | '5.5133978215' | '18-09-2004' | ''
''691' | '277' | Schollevaarweg' | 'Schollevaarweg 29' | 'Neg Micon' | 'NM54/950' | '950' | '1700' | '55' | '55' | 'Zeewolde' | 'Flevoland' | '52.363627864' | '5.4872861603' | '12-11-2004' | ''
''691' | '278' | Schollevaarweg' | 'Schollevaarweg 6-2' | 'Neg Micon' | 'NM54/1000' | '1000' | '1800' | '70' | '55' | 'Zeewolde' | 'Flevoland' | '52.342358797' | '5.4378595136' | '18-02-2005' | ''
''691' | '278' | Schollevaarweg' | 'Schollevaarweg 77-1' | 'Neg Micon' | 'NM54/1000' | '1000' | '1800' | '70' | '55' | 'Zeewolde' | 'Flevoland' | '52.325625164' | '5.3988364443' | '18-02-2005' | ''
''691' | '279' | Schollevaarweg' | 'Schollevaarweg 60' | 'Vestas' | 'V52-850 kW' | '850' | '1700' | '55' | '52' | 'Zeewolde' | 'Flevoland' | '52.336487789' | '5.4178692133' | '10-05-2005' | ''
''691' | '280' | Schollevaarweg' | 'Schollevaarweg 13' | 'Neg Micon' | 'NM52/ 900' | '900' | '1600' | '55' | '52' | 'Zeewolde' | 'Flevoland' | '52.377320129' | '5.5112989515' | '03-05-2006' | ''
''692' | '294' | Sloewind' | 'Sloewind T2' | 'Neg Micon' | 'NM48/ 750' | '750' | '1500' | '60' | '48' | 'Vlissingen' | 'Zeeland' | '51.444032839' | '3.6938911161' | '09-12-1999' | ''
''692' | '294' | Sloewind' | 'Sloewind T3' | 'Neg Micon' | 'NM48/ 750' | '750' | '1500' | '60' | '48' | 'Vlissingen' | 'Zeeland' | '51.442859652' | '3.6960638859' | '09-12-1999' | ''
''692' | '294' | Sloewind' | 'Sloewind T4' | 'Neg Micon' | 'NM48/ 750' | '750' | '1500' | '60' | '48' | 'Vlissingen' | 'Zeeland' | '51.441588' | '3.6982689643' | '09-12-1999' | ''
''692' | '294' | Sloewind' | 'Sloewind T5' | 'Neg Micon' | 'NM48/ 750' | '750' | '1500' | '60' | '48' | 'Vlissingen' | 'Zeeland' | '51.440413067' | '3.700326483' | '09-12-1999' | ''
''692' | '294' | Sloewind' | 'Sloewind T6' | 'Neg Micon' | 'NM48/ 750' | '750' | '1500' | '60' | '48' | 'Vlissingen' | 'Zeeland' | '51.439255237' | '3.7023257214' | '09-12-1999' | ''
''692' | '294' | Sloewind' | 'Sloewind T8' | 'Neg Micon' | 'NM48/ 750' | '750' | '1500' | '60' | '48' | 'Vlissingen' | 'Zeeland' | '51.438125367' | '3.7043957479' | '09-12-1999' | ''
''692' | '294' | Sloewind' | 'Sloewind T1' | 'Neg Micon' | 'NM48/ 750' | '750' | '1500' | '60' | '48' | 'Vlissingen' | 'Zeeland' | '51.436986059' | '3.7064372499' | '09-12-1999' | ''
''692' | '295' | Sloewind' | 'Sloewind T7' | 'Neg Micon' | 'NM48/ 750' | '750' | '1500' | '60' | '48' | 'Borsele' | 'Zeeland' | '51.435766259' | '3.7085103819' | '09-12-1999' | ''
''693' | '327' | Sloterdijk' | 'Sloterdijk 1' | 'Vestas' | 'V47-660 kW' | '660' | '1600' | '65' | '47' | 'Amsterdam' | 'Noord-Holland' | '52.392420171' | '4.7730087035' | '07-02-2001' | ''
''693' | '327' | Sloterdijk' | 'Sloterdijk 4' | 'Vestas' | 'V47-660 kW' | '660' | '1600' | '65' | '47' | 'Amsterdam' | 'Noord-Holland' | '52.394906777' | '4.774164294' | '07-02-2001' | ''
''693' | '327' | Sloterdijk' | 'Sloterdijk 3' | 'Vestas' | 'V47-660 kW' | '660' | '1600' | '65' | '47' | 'Amsterdam' | 'Noord-Holland' | '52.397392764' | '4.77520248' | '07-02-2001' | ''
''693' | '327' | Sloterdijk' | 'Sloterdijk 2' | 'Vestas' | 'V47-660 kW' | '660' | '1600' | '65' | '47' | 'Amsterdam' | 'Noord-Holland' | '52.39991484' | '4.7762696714' | '07-02-2001' | ''
''697' | '666' | Sortiva' | 'Sortiva-1' | 'Enercon' | 'E-70 / 2300' | '2300' | '5900' | '85' | '71' | 'Alkmaar' | 'Noord-Holland' | '52.605187755' | '4.7585740664' | '03-05-2012' | ''
''697' | '666' | Sortiva' | 'Sortiva-2' | 'Enercon' | 'E-70 / 2300' | '2300' | '5900' | '85' | '71' | 'Alkmaar' | 'Noord-Holland' | '52.602294984' | '4.7570949546' | '03-05-2012' | ''
''698' | '994' | Spoorwind' | 'Spoorwind II - 1' | 'Lagerwey' | 'L82-2.3MW' | '2300' | '4900' | '85' | '82' | 'Staphorst' | 'Overijssel' | '52.591373' | '6.220209' | '12-04-2019' | ''
''698' | '994' | Spoorwind' | 'Spoorwind II - 2' | 'Lagerwey' | 'L82-2.3MW' | '2300' | '4900' | '85' | '82' | 'Staphorst' | 'Overijssel' | '52.595393' | '6.223665' | '12-04-2019' | ''
''698' | '994' | Spoorwind' | 'Spoorwind II - 3' | 'Lagerwey' | 'L82-2.3MW' | '2300' | '4900' | '85' | '82' | 'Staphorst' | 'Overijssel' | '52.595077' | '6.230197' | '12-04-2019' | ''
''699' | '627' | St. Antoinedijk' | 'St. Antoinedijk 01' | 'Vestas' | 'V80-2.0 MW' | '2000' | '4500' | '78' | '80' | 'Halderberge' | 'Noord-Brabant' | '51.613129531' | '4.4635998986' | '02-07-2009' | ''
''699' | '627' | St. Antoinedijk' | 'St. Antoinedijk 02' | 'Vestas' | 'V80-2.0 MW' | '2000' | '4500' | '78' | '80' | 'Halderberge' | 'Noord-Brabant' | '51.613307899' | '4.4679855411' | '02-07-2009' | ''
''699' | '627' | St. Antoinedijk' | 'St. Antoinedijk 03' | 'Vestas' | 'V80-2.0 MW' | '2000' | '4500' | '78' | '80' | 'Halderberge' | 'Noord-Brabant' | '51.613543753' | '4.4728465255' | '02-07-2009' | ''
''699' | '627' | St. Antoinedijk' | 'St. Antoinedijk 04' | 'Vestas' | 'V80-2.0 MW' | '2000' | '4500' | '78' | '80' | 'Halderberge' | 'Noord-Brabant' | '51.613698516' | '4.4777091842' | '02-07-2009' | ''
''699' | '627' | St. Antoinedijk' | 'St. Antoinedijk 05' | 'Vestas' | 'V80-2.0 MW' | '2000' | '4500' | '78' | '80' | 'Halderberge' | 'Noord-Brabant' | '51.613705143' | '4.482040604' | '02-07-2009' | ''
''701' | '496' | Sterappellaan' | 'Sterappellaan 05' | 'Neg Micon' | 'NM54/ 950' | '950' | '1700' | '55' | '55' | 'Zeewolde' | 'Flevoland' | '52.367053715' | '5.4853998807' | '08-07-2004' | ''
''701' | '496' | Sterappellaan' | 'Sterappellaan 21' | 'Neg Micon' | 'NM54/ 950' | '950' | '1700' | '55' | '55' | 'Zeewolde' | 'Flevoland' | '52.37539902' | '5.4670473185' | '08-07-2004' | ''
''701' | '496' | Sterappellaan' | 'Sterappellaan 19-1' | 'Neg Micon' | 'NM54/ 950' | '950' | '1700' | '55' | '55' | 'Zeewolde' | 'Flevoland' | '52.373020913' | '5.4615364068' | '08-07-2004' | ''
''701' | '496' | Sterappellaan' | 'Sterappellaan 19-2' | 'Neg Micon' | 'NM54/ 950' | '950' | '1700' | '55' | '55' | 'Zeewolde' | 'Flevoland' | '52.374223456' | '5.464328524' | '08-07-2004' | ''
''701' | '496' | Sterappellaan' | 'Sterappellaan 06-2' | 'Neg Micon' | 'NM54/ 950' | '950' | '1700' | '55' | '55' | 'Zeewolde' | 'Flevoland' | '52.369414194' | '5.4657150393' | '08-07-2004' | ''
''701' | '497' | Sterappellaan' | 'Sterappellaan 09' | 'Vestas' | 'V52-850 kW' | '850' | '1400' | '40' | '52' | 'Zeewolde' | 'Flevoland' | '52.365116049' | '5.4809029808' | '05-08-2004' | ''
''701' | '498' | Sterappellaan' | 'Sterappellaan 29' | 'Vestas' | 'V52-850 kW' | '850' | '1700' | '55' | '52' | 'Zeewolde' | 'Flevoland' | '52.373467706' | '5.4780865562' | '05-05-2005' | ''
''701' | '498' | Sterappellaan' | 'Sterappellaan 23' | 'Vestas' | 'V52-850 kW' | '850' | '1700' | '55' | '52' | 'Zeewolde' | 'Flevoland' | '52.376538572' | '5.4697661901' | '05-05-2005' | ''
''701' | '499' | Sterappellaan' | 'Sterappellaan 06-1' | 'Neg Micon' | 'NM54/1000' | '1000' | '1600' | '55' | '55' | 'Zeewolde' | 'Flevoland' | '52.37061667' | '5.4684629921' | '13-04-2005' | ''
''701' | '947' | Sterappellaan' | 'Sterappellaan 28' | 'Neg Micon' | 'NM52/ 900' | '900' | '1400' | '40' | '52' | 'Zeewolde' | 'Flevoland' | '52.371520799' | '5.47355994' | '12-04-2006' | ''
''702' | '748' | Sternweg' | 'Sternweg 1' | 'Enercon' | 'E-82 / 3000' | '3000' | '6100' | '108' | '82' | 'Zeewolde' | 'Flevoland' | '52.383614008' | '5.5466261734' | '25-07-2013' | ''
''702' | '748' | Sternweg' | 'Sternweg 2' | 'Enercon' | 'E-82 / 3000' | '3000' | '6100' | '108' | '82' | 'Zeewolde' | 'Flevoland' | '52.381926015' | '5.5519662709' | '25-07-2013' | ''
''702' | '748' | Sternweg' | 'Sternweg 3' | 'Enercon' | 'E-82 / 3000' | '3000' | '6100' | '108' | '82' | 'Zeewolde' | 'Flevoland' | '52.380731608' | '5.5576456568' | '25-07-2013' | ''
''702' | '748' | Sternweg' | 'Sternweg 4' | 'Enercon' | 'E-82 / 3000' | '3000' | '6100' | '108' | '82' | 'Zeewolde' | 'Flevoland' | '52.380012939' | '5.5635469291' | '25-07-2013' | ''
''702' | '748' | Sternweg' | 'Sternweg 5' | 'Enercon' | 'E-82 / 3000' | '3000' | '6100' | '108' | '82' | 'Zeewolde' | 'Flevoland' | '52.379865004' | '5.57213801' | '25-07-2013' | ''
''702' | '748' | Sternweg' | 'Sternweg 6' | 'Enercon' | 'E-82 / 3000' | '3000' | '6100' | '108' | '82' | 'Zeewolde' | 'Flevoland' | '52.380483873' | '5.5785881092' | '25-07-2013' | ''
''702' | '748' | Sternweg' | 'Sternweg 7' | 'Enercon' | 'E-82 / 3000' | '3000' | '6100' | '108' | '82' | 'Zeewolde' | 'Flevoland' | '52.381668947' | '5.5848352974' | '25-07-2013' | ''
''702' | '748' | Sternweg' | 'Sternweg 8' | 'Enercon' | 'E-82 / 3000' | '3000' | '6100' | '108' | '82' | 'Zeewolde' | 'Flevoland' | '52.383420586' | '5.5906888579' | '25-07-2013' | ''
''702' | '748' | Sternweg' | 'Sternweg 9' | 'Enercon' | 'E-82 / 3000' | '3000' | '6100' | '108' | '82' | 'Zeewolde' | 'Flevoland' | '52.385703079' | '5.5960459801' | '25-07-2013' | ''
''703' | '740' | Suurhoffbrug' | 'Suurhoffbrug 1' | 'Enercon' | 'E-82 / 3000' | '3000' | '7800' | '98' | '82' | 'Rotterdam' | 'Zuid-Holland' | '51.935576' | '4.125413' | '02-07-2013' | ''
''703' | '740' | Suurhoffbrug' | 'Suurhoffbrug 2' | 'Enercon' | 'E-82 / 3000' | '3000' | '7800' | '98' | '82' | 'Rotterdam' | 'Zuid-Holland' | '51.934946' | '4.130137' | '02-07-2013' | ''
''703' | '740' | Suurhoffbrug' | 'Suurhoffbrug 3' | 'Enercon' | 'E-82 / 3000' | '3000' | '7800' | '98' | '82' | 'Rotterdam' | 'Zuid-Holland' | '51.934334' | '4.134886' | '02-07-2013' | ''
''703' | '740' | Suurhoffbrug' | 'Suurhoffbrug 4' | 'Enercon' | 'E-82 / 3000' | '3000' | '7800' | '98' | '82' | 'Rotterdam' | 'Zuid-Holland' | '51.933964' | '4.139079' | '02-07-2013' | ''
''704' | '672' | Test Site Lelystad' | 'WindSpin' | 'Siemens' | 'SWT 2.3-113' | '2300' | '9300' | '115' | '113' | 'Lelystad' | 'Flevoland' | '52.515445602' | '5.5503433886' | '05-10-2012' | ''
''704' | '673' | Test Site Lelystad' | 'Leitwind Test' | 'Leitwind' | 'LTW101-3000' | '3000' | '7700' | '95' | '101' | 'Lelystad' | 'Flevoland' | '52.524680448' | '5.5881280361' | '02-11-2013' | ''
''704' | '822' | Test Site Lelystad' | 'Testveld Lelystad 2' | 'Enercon' | 'E-101 / 3000' | '3000' | '9000' | '99' | '101' | 'Lelystad' | 'Flevoland' | '52.520886962' | '5.5886264301' | '02-06-2015' | ''
''704' | '859' | Test Site Lelystad' | 'E-126' | 'Enercon' | 'E-126 / 4200' | '4200' | '13200' | '135' | '126' | 'Lelystad' | 'Flevoland' | '52.519194056' | '5.5497974017' | '02-05-2016' | ''
''704' | '985' | Test Site Lelystad' | 'Positie 6' | 'Enercon' | 'E-115 EP3 / 3200' | '3200' | '0' | '91' | '115' | 'Lelystad' | 'Flevoland' | '52.513997' | '5.575573' | '01-06-2018' | ''
''704' | '986' | Test Site Lelystad' | 'Positie 7' | 'EWT' | 'DW 61 900 kW' | '900' | '2100' | '50' | '61' | 'Lelystad' | 'Flevoland' | '52.514382' | '5.58213' | '01-09-2015' | ''
''705' | '176' | Tjessinga' | 'Tjessinga T01' | 'Nordtank' | 'NTK500' | '500' | '1000' | '42' | '37' | 'Waadhoeke' | 'FryslÃ¢n' | '53.257102166' | '5.5708816316' | '15-10-1995' | ''
''705' | '176' | Tjessinga' | 'Tjessinga T02' | 'Nordtank' | 'NTK500' | '500' | '1000' | '42' | '37' | 'Waadhoeke' | 'FryslÃ¢n' | '53.255724683' | '5.5726438266' | '15-10-1995' | ''
''705' | '176' | Tjessinga' | 'Tjessinga T03' | 'Nordtank' | 'NTK500' | '500' | '1000' | '42' | '37' | 'Waadhoeke' | 'FryslÃ¢n' | '53.254302152' | '5.574465646' | '15-10-1995' | ''
''705' | '176' | Tjessinga' | 'Tjessinga T04' | 'Nordtank' | 'NTK500' | '500' | '1000' | '42' | '37' | 'Waadhoeke' | 'FryslÃ¢n' | '53.25762623' | '5.5748097249' | '15-10-1995' | ''
''705' | '176' | Tjessinga' | 'Tjessinga T05' | 'Nordtank' | 'NTK500' | '500' | '1000' | '42' | '37' | 'Waadhoeke' | 'FryslÃ¢n' | '53.252924497' | '5.5763025248' | '15-10-1995' | ''
''705' | '176' | Tjessinga' | 'Tjessinga T06' | 'Nordtank' | 'NTK500' | '500' | '1000' | '42' | '37' | 'Waadhoeke' | 'FryslÃ¢n' | '53.256248878' | '5.5764519468' | '15-10-1995' | ''
''705' | '176' | Tjessinga' | 'Tjessinga T09' | 'Nordtank' | 'NTK500' | '500' | '1000' | '42' | '37' | 'Waadhoeke' | 'FryslÃ¢n' | '53.251582993' | '5.5779896254' | '15-10-1995' | ''
''705' | '176' | Tjessinga' | 'Tjessinga T08' | 'Nordtank' | 'NTK500' | '500' | '1000' | '42' | '37' | 'Waadhoeke' | 'FryslÃ¢n' | '53.254862232' | '5.578273822' | '15-10-1995' | ''
''705' | '176' | Tjessinga' | 'Tjessinga T07' | 'Nordtank' | 'NTK500' | '500' | '1000' | '42' | '37' | 'Waadhoeke' | 'FryslÃ¢n' | '53.250079511' | '5.5798107333' | '15-10-1995' | ''
''705' | '176' | Tjessinga' | 'Tjessinga T11' | 'Nordtank' | 'NTK500' | '500' | '1000' | '42' | '37' | 'Waadhoeke' | 'FryslÃ¢n' | '53.252106995' | '5.5818124273' | '15-10-1995' | ''
''705' | '176' | Tjessinga' | 'Tjessinga T10' | 'Nordtank' | 'NTK500' | '500' | '1000' | '42' | '37' | 'Waadhoeke' | 'FryslÃ¢n' | '53.250603333' | '5.5837083324' | '15-10-1995' | ''
''705' | '987' | Tjessinga' | 'Wintermolen' | 'Nordex' | 'N117/3600' | '3600' | '13200' | '120' | '117' | 'Het Hogeland' | 'Groningen' | '53.408434' | '6.87279' | '01-09-2018' | ''
''706' | '663' | Tolhuislanden' | 'Tolhuislanden-2' | 'Enercon' | 'E-82 / 2300' | '2300' | '5300' | '85' | '82' | 'Zwolle' | 'Overijssel' | '52.561467166' | '6.2052940689' | '28-04-2012' | ''
''706' | '663' | Tolhuislanden' | 'Tolhuislanden-3' | 'Enercon' | 'E-82 / 2300' | '2300' | '5300' | '85' | '82' | 'Zwolle' | 'Overijssel' | '52.56444622' | '6.2072961836' | '28-04-2012' | ''
''706' | '663' | Tolhuislanden' | 'Tolhuislanden-4' | 'Enercon' | 'E-82 / 2300' | '2300' | '5300' | '85' | '82' | 'Zwolle' | 'Overijssel' | '52.567425238' | '6.2092985698' | '28-04-2012' | ''
''706' | '664' | Tolhuislanden' | 'Tolhuislanden-1' | 'Enercon' | 'E-82 / 3000' | '3000' | '5400' | '85' | '82' | 'Zwolle' | 'Overijssel' | '52.558497164' | '6.2032776472' | '28-04-2012' | ''
''707' | '745' | Van Gogh' | 'Van Gogh 1' | 'Enercon' | 'E-82 / 2300' | '2300' | '5400' | '98' | '82' | 'Etten-Leur' | 'Noord-Brabant' | '51.620734357' | '4.6054544111' | '02-01-2013' | ''
''707' | '745' | Van Gogh' | 'Van Gogh 2' | 'Enercon' | 'E-82 / 2300' | '2300' | '5400' | '98' | '82' | 'Etten-Leur' | 'Noord-Brabant' | '51.61786341' | '4.6076265387' | '02-01-2013' | ''
''707' | '745' | Van Gogh' | 'Van Gogh 3' | 'Enercon' | 'E-82 / 2300' | '2300' | '5400' | '98' | '82' | 'Etten-Leur' | 'Noord-Brabant' | '51.615030387' | '4.6101009527' | '02-01-2013' | ''
''707' | '745' | Van Gogh' | 'Van Gogh 4' | 'Enercon' | 'E-82 / 2300' | '2300' | '5400' | '98' | '82' | 'Etten-Leur' | 'Noord-Brabant' | '51.612042317' | '4.6122456357' | '02-01-2013' | ''
''707' | '745' | Van Gogh' | 'Van Gogh 5' | 'Enercon' | 'E-82 / 2300' | '2300' | '5400' | '98' | '82' | 'Etten-Leur' | 'Noord-Brabant' | '51.609376912' | '4.6142546039' | '02-01-2013' | ''
''708' | '641' | Van Luna' | 'Windpark van Luna-1' | 'Enercon' | 'E-70 / 2300' | '2300' | '6000' | '85' | '71' | 'Heerhugowaard' | 'Noord-Holland' | '52.65121497' | '4.7978303876' | '30-07-2010' | ''
''708' | '641' | Van Luna' | 'Windpark van Luna-2' | 'Enercon' | 'E-70 / 2300' | '2300' | '6000' | '85' | '71' | 'Heerhugowaard' | 'Noord-Holland' | '52.64701702' | '4.7940300767' | '30-07-2010' | ''
''708' | '641' | Van Luna' | 'Windpark van Luna-3' | 'Enercon' | 'E-70 / 2300' | '2300' | '6000' | '85' | '71' | 'Heerhugowaard' | 'Noord-Holland' | '52.643003805' | '4.789459697' | '30-07-2010' | ''
''709' | '563' | Van Pallandt' | 'Van Pallandt 1' | 'Vestas' | 'V80-2.0 MW' | '2000' | '4300' | '60' | '80' | 'Goeree-Overflakkee' | 'Zuid-Holland' | '51.767998172' | '4.1979079345' | '06-05-2006' | ''
''709' | '563' | Van Pallandt' | 'Van Pallandt 2' | 'Vestas' | 'V80-2.0 MW' | '2000' | '4300' | '60' | '80' | 'Goeree-Overflakkee' | 'Zuid-Holland' | '51.766264484' | '4.2006918159' | '06-05-2006' | ''
''709' | '563' | Van Pallandt' | 'Van Pallandt 3' | 'Vestas' | 'V80-2.0 MW' | '2000' | '4300' | '60' | '80' | 'Goeree-Overflakkee' | 'Zuid-Holland' | '51.764539715' | '4.2034752477' | '06-05-2006' | ''
''709' | '563' | Van Pallandt' | 'Van Pallandt 4' | 'Vestas' | 'V80-2.0 MW' | '2000' | '4300' | '60' | '80' | 'Goeree-Overflakkee' | 'Zuid-Holland' | '51.762760228' | '4.206187463' | '06-05-2006' | ''
''709' | '563' | Van Pallandt' | 'Van Pallandt 5' | 'Vestas' | 'V80-2.0 MW' | '2000' | '4300' | '60' | '80' | 'Goeree-Overflakkee' | 'Zuid-Holland' | '51.761035181' | '4.2089559864' | '06-05-2006' | ''
''709' | '563' | Van Pallandt' | 'Van Pallandt 6' | 'Vestas' | 'V80-2.0 MW' | '2000' | '4300' | '60' | '80' | 'Goeree-Overflakkee' | 'Zuid-Holland' | '51.759345579' | '4.2116799168' | '06-05-2006' | ''
''709' | '563' | Van Pallandt' | 'Van Pallandt 7' | 'Vestas' | 'V80-2.0 MW' | '2000' | '4300' | '60' | '80' | 'Goeree-Overflakkee' | 'Zuid-Holland' | '51.757557493' | '4.2144496549' | '06-05-2006' | ''
''710' | '654' | Velsen' | 'Velsen 01' | 'Vestas' | 'V90-3.0 MW' | '3000' | '8300' | '80' | '90' | 'Velsen' | 'Noord-Holland' | '52.470020086' | '4.5730895812' | '02-10-2011' | ''
''710' | '654' | Velsen' | 'Velsen 02' | 'Vestas' | 'V90-3.0 MW' | '3000' | '8300' | '80' | '90' | 'Velsen' | 'Noord-Holland' | '52.472878845' | '4.5744940423' | '02-10-2011' | ''
''710' | '654' | Velsen' | 'Velsen 03' | 'Vestas' | 'V90-3.0 MW' | '3000' | '8300' | '80' | '90' | 'Velsen' | 'Noord-Holland' | '52.475659323' | '4.5762828153' | '02-10-2011' | ''
''711' | '248' | Visvijverweg' | 'Visvijverweg 57' | 'Neg Micon' | 'NM48/ 600' | '600' | '1300' | '45' | '48' | 'Lelystad' | 'Flevoland' | '52.560798329' | '5.5342898058' | '24-12-1998' | ''
''711' | '249' | Visvijverweg' | 'Visvijverweg 42' | 'Neg Micon' | 'NM48/ 750' | '750' | '1500' | '55' | '48' | 'Lelystad' | 'Flevoland' | '52.58463574' | '5.5646610785' | '24-12-1998' | ''
''711' | '250' | Visvijverweg' | 'Visvijverweg' | 'Enercon' | 'E-40 / 500' | '500' | '1000' | '55' | '40' | 'Lelystad' | 'Flevoland' | '52.570091741' | '5.547654791' | '02-01-1997' | ''
''711' | '250' | Visvijverweg' | 'Visvijverweg' | 'Enercon' | 'E-40 / 500' | '500' | '1000' | '55' | '40' | 'Lelystad' | 'Flevoland' | '52.570521259' | '5.5423020757' | '02-01-1997' | ''
''711' | '250' | Visvijverweg' | 'Visvijverweg' | 'Enercon' | 'E-40 / 500' | '500' | '1000' | '55' | '40' | 'Lelystad' | 'Flevoland' | '52.589468185' | '5.5664218191' | '02-01-1997' | ''
''711' | '251' | Visvijverweg' | 'Visvijverweg 64' | 'Vestas' | 'V52-850 kW' | '850' | '1800' | '55' | '52' | 'Lelystad' | 'Flevoland' | '52.563890481' | '5.5338429485' | '12-01-2001' | ''
''712' | '786' | Vlaardingen' | 'Vlaardingen 1' | 'Vestas' | 'V90-3.0 MW' | '3000' | '7000' | '80' | '90' | 'Vlaardingen' | 'Zuid-Holland' | '51.89903464' | '4.3030155696' | '02-08-2014' | ''
''712' | '786' | Vlaardingen' | 'Vlaardingen 2' | 'Vestas' | 'V90-3.0 MW' | '3000' | '7000' | '80' | '90' | 'Vlaardingen' | 'Zuid-Holland' | '51.899673046' | '4.2981760181' | '02-08-2014' | ''
''713' | '232' | Vlissingen buitenhaven' | 'Vlissingen buitenhaven 01' | 'Vestas' | 'V29 225kW' | '225' | '460' | '37' | '29' | 'Vlissingen' | 'Zeeland' | '51.443095494' | '3.6050176491' | '26-08-1997' | ''
''713' | '232' | Vlissingen buitenhaven' | 'Vlissingen buitenhaven 02' | 'Vestas' | 'V29 225kW' | '225' | '460' | '37' | '29' | 'Vlissingen' | 'Zeeland' | '51.442489369' | '3.6065375478' | '26-08-1997' | ''
''713' | '232' | Vlissingen buitenhaven' | 'Vlissingen buitenhaven 03' | 'Vestas' | 'V29 225kW' | '225' | '460' | '37' | '29' | 'Vlissingen' | 'Zeeland' | '51.441934722' | '3.6078971465' | '26-08-1997' | ''
''713' | '232' | Vlissingen buitenhaven' | 'Vlissingen buitenhaven 04' | 'Vestas' | 'V29 225kW' | '225' | '460' | '37' | '29' | 'Vlissingen' | 'Zeeland' | '51.441362747' | '3.609300546' | '26-08-1997' | ''
''713' | '232' | Vlissingen buitenhaven' | 'Vlissingen buitenhaven 05' | 'Vestas' | 'V29 225kW' | '225' | '460' | '37' | '29' | 'Vlissingen' | 'Zeeland' | '51.441652884' | '3.6112313507' | '26-08-1997' | ''
''713' | '232' | Vlissingen buitenhaven' | 'Vlissingen buitenhaven 06' | 'Vestas' | 'V29 225kW' | '225' | '460' | '37' | '29' | 'Vlissingen' | 'Zeeland' | '51.44193971' | '3.6129465149' | '26-08-1997' | ''
''713' | '232' | Vlissingen buitenhaven' | 'Vlissingen buitenhaven 07' | 'Vestas' | 'V29 225kW' | '225' | '460' | '37' | '29' | 'Vlissingen' | 'Zeeland' | '51.44223637' | '3.6147188626' | '26-08-1997' | ''
''714' | '541' | Volkerak' | 'Volkerak 01' | 'Vestas' | 'V52-850 kW' | '850' | '1300' | '44' | '52' | 'Moerdijk' | 'Noord-Brabant' | '51.684725225' | '4.3931008305' | '04-06-2005' | ''
''714' | '541' | Volkerak' | 'Volkerak 02' | 'Vestas' | 'V52-850 kW' | '850' | '1300' | '44' | '52' | 'Moerdijk' | 'Noord-Brabant' | '51.685903236' | '4.3952731274' | '04-06-2005' | ''
''714' | '541' | Volkerak' | 'Volkerak 03' | 'Vestas' | 'V52-850 kW' | '850' | '1300' | '44' | '52' | 'Moerdijk' | 'Noord-Brabant' | '51.686752337' | '4.3978865905' | '04-06-2005' | ''
''714' | '541' | Volkerak' | 'Volkerak 04' | 'Vestas' | 'V52-850 kW' | '850' | '1300' | '44' | '52' | 'Moerdijk' | 'Noord-Brabant' | '51.68779691' | '4.4002355665' | '04-06-2005' | ''
''714' | '541' | Volkerak' | 'Volkerak 05' | 'Vestas' | 'V52-850 kW' | '850' | '1300' | '44' | '52' | 'Moerdijk' | 'Noord-Brabant' | '51.689931821' | '4.4018377721' | '04-06-2005' | ''
''714' | '541' | Volkerak' | 'Volkerak 06' | 'Vestas' | 'V52-850 kW' | '850' | '1300' | '44' | '52' | 'Moerdijk' | 'Noord-Brabant' | '51.69379882' | '4.409549746' | '04-06-2005' | ''
''714' | '541' | Volkerak' | 'Volkerak 07' | 'Vestas' | 'V52-850 kW' | '850' | '1300' | '44' | '52' | 'Moerdijk' | 'Noord-Brabant' | '51.694672197' | '4.4129589501' | '04-06-2005' | ''
''714' | '541' | Volkerak' | 'Volkerak 08' | 'Vestas' | 'V52-850 kW' | '850' | '1300' | '44' | '52' | 'Moerdijk' | 'Noord-Brabant' | '51.696087114' | '4.4155610911' | '04-06-2005' | ''
''714' | '541' | Volkerak' | 'Volkerak 09' | 'Vestas' | 'V52-850 kW' | '850' | '1300' | '44' | '52' | 'Moerdijk' | 'Noord-Brabant' | '51.697537803' | '4.4181481621' | '04-06-2005' | ''
''714' | '541' | Volkerak' | 'Volkerak 10' | 'Vestas' | 'V52-850 kW' | '850' | '1300' | '44' | '52' | 'Moerdijk' | 'Noord-Brabant' | '51.698889812' | '4.420766438' | '04-06-2005' | ''
''714' | '541' | Volkerak' | 'Volkerak 11' | 'Vestas' | 'V52-850 kW' | '850' | '1300' | '44' | '52' | 'Moerdijk' | 'Noord-Brabant' | '51.700163137' | '4.423661404' | '04-06-2005' | ''
''715' | '434' | Vuursteentocht' | 'Vuursteentocht 2' | 'Vestas' | 'V80-2.0 MW' | '2000' | '4600' | '67' | '80' | 'Lelystad' | 'Flevoland' | '52.561682913' | '5.5869842624' | '12-12-2003' | ''
''715' | '434' | Vuursteentocht' | 'Vuursteentocht 1' | 'Vestas' | 'V80-2.0 MW' | '2000' | '4600' | '67' | '80' | 'Lelystad' | 'Flevoland' | '52.558645132' | '5.5870442196' | '12-12-2003' | ''
''715' | '434' | Vuursteentocht' | 'Vuursteentocht 3' | 'Vestas' | 'V80-2.0 MW' | '2000' | '4600' | '67' | '80' | 'Lelystad' | 'Flevoland' | '52.555580113' | '5.5872662414' | '12-12-2003' | ''
''715' | '434' | Vuursteentocht' | 'Vuursteentocht 4' | 'Vestas' | 'V80-2.0 MW' | '2000' | '4600' | '67' | '80' | 'Lelystad' | 'Flevoland' | '52.552515241' | '5.5873997689' | '12-12-2003' | ''
''718' | '868' | Wagendorp' | 'Wagendorp 1' | 'Vestas' | 'V112-3.3 MW' | '3300' | '12100' | '119' | '112' | 'Hollands Kroon' | 'Noord-Holland' | '52.80220709' | '5.0801608763' | '02-01-2016' | ''
''718' | '868' | Wagendorp' | 'Wagendorp 2' | 'Vestas' | 'V112-3.3 MW' | '3300' | '12100' | '119' | '112' | 'Hollands Kroon' | 'Noord-Holland' | '52.80198496' | '5.0846701665' | '02-01-2016' | ''
''718' | '868' | Wagendorp' | 'Wagendorp 3' | 'Vestas' | 'V112-3.3 MW' | '3300' | '12100' | '119' | '112' | 'Hollands Kroon' | 'Noord-Holland' | '52.801753673' | '5.0891794724' | '02-01-2016' | ''
''718' | '868' | Wagendorp' | 'Wagendorp 4' | 'Vestas' | 'V112-3.3 MW' | '3300' | '12100' | '119' | '112' | 'Hollands Kroon' | 'Noord-Holland' | '52.801522215' | '5.093688731' | '02-01-2016' | ''
''720' | '973' | Westeinde' | 'Westeinde 1' | 'EWT' | 'DW 52 900 kW' | '900' | '2100' | '50' | '52' | 'Hollands Kroon' | 'Noord-Holland' | '52.876515' | '4.770612' | '01-08-2018' | ''
''720' | '973' | Westeinde' | 'Westeinde 2' | 'EWT' | 'DW 52 900 kW' | '900' | '2100' | '50' | '52' | 'Hollands Kroon' | 'Noord-Holland' | '52.87113' | '4.768475' | '01-08-2018' | ''
''720' | '973' | Westeinde' | 'Westeinde 3' | 'EWT' | 'DW 52 900 kW' | '900' | '2100' | '50' | '52' | 'Hollands Kroon' | 'Noord-Holland' | '52.867753' | '4.767142' | '01-08-2018' | ''
''720' | '973' | Westeinde' | 'Westeinde 4' | 'EWT' | 'DW 52 900 kW' | '900' | '2100' | '50' | '52' | 'Hollands Kroon' | 'Noord-Holland' | '52.862152' | '4.764994' | '01-08-2018' | ''
''720' | '973' | Westeinde' | 'Westeinde 5' | 'EWT' | 'DW 52 900 kW' | '900' | '2100' | '50' | '52' | 'Hollands Kroon' | 'Noord-Holland' | '52.860243' | '4.764219' | '01-08-2018' | ''
''720' | '973' | Westeinde' | 'Westeinde 6' | 'EWT' | 'DW 52 900 kW' | '900' | '2100' | '50' | '52' | 'Hollands Kroon' | 'Noord-Holland' | '52.858334' | '4.763475' | '01-08-2018' | ''
''720' | '973' | Westeinde' | 'Westeinde 7' | 'EWT' | 'DW 52 900 kW' | '900' | '2100' | '50' | '52' | 'Hollands Kroon' | 'Noord-Holland' | '52.856398' | '4.762671' | '01-08-2018' | ''
''721' | '670' | Westenwind' | 'Westenwind-2' | 'Enercon' | 'E-82 / 2300' | '2300' | '5300' | '85' | '82' | 'Dalfsen' | 'Overijssel' | '52.559475154' | '6.2126158731' | '21-07-2012' | ''
''721' | '670' | Westenwind' | 'Westenwind-3' | 'Enercon' | 'E-82 / 2300' | '2300' | '5300' | '85' | '82' | 'Dalfsen' | 'Overijssel' | '52.56289185' | '6.2149953119' | '21-07-2012' | ''
''721' | '670' | Westenwind' | 'Westenwind-4' | 'Enercon' | 'E-82 / 2300' | '2300' | '5300' | '85' | '82' | 'Dalfsen' | 'Overijssel' | '52.566317584' | '6.2173605425' | '21-07-2012' | ''
''721' | '671' | Westenwind' | 'Westenwind-1' | 'Enercon' | 'E-82 / 3000' | '3000' | '5400' | '85' | '82' | 'Dalfsen' | 'Overijssel' | '52.556058305' | '6.2102515483' | '21-07-2012' | ''
''722' | '621' | Westereems' | 'Intocon Marcourt WTG1' | 'Vestas' | 'V90-3.0 MW' | '3000' | '8600' | '100' | '90' | 'Het Hogeland' | 'Groningen' | '53.455643188' | '6.7444813039' | '02-01-2009' | ''
''722' | '621' | Westereems' | 'Intocon Marcourt WTG2' | 'Vestas' | 'V90-3.0 MW' | '3000' | '8600' | '100' | '90' | 'Het Hogeland' | 'Groningen' | '53.455007847' | '6.7490228561' | '02-01-2009' | ''
''722' | '621' | Westereems' | 'Intocon Marcourt WTG3' | 'Vestas' | 'V90-3.0 MW' | '3000' | '8600' | '100' | '90' | 'Het Hogeland' | 'Groningen' | '53.454236912' | '6.7536201797' | '02-01-2009' | ''
''722' | '622' | Westereems' | 'Westereems-01' | 'Enercon' | 'E-82 / 3000' | '3000' | '7600' | '98' | '82' | 'Het Hogeland' | 'Groningen' | '53.439575279' | '6.8717603702' | '07-08-2009' | ''
''722' | '622' | Westereems' | 'Westereems-02' | 'Enercon' | 'E-82 / 3000' | '3000' | '7600' | '98' | '82' | 'Het Hogeland' | 'Groningen' | '53.435399777' | '6.8700509799' | '07-08-2009' | ''
''722' | '622' | Westereems' | 'Westereems-03' | 'Enercon' | 'E-82 / 3000' | '3000' | '7600' | '98' | '82' | 'Het Hogeland' | 'Groningen' | '53.441562753' | '6.8774580152' | '07-08-2009' | ''
''722' | '622' | Westereems' | 'Westereems-04' | 'Enercon' | 'E-82 / 3000' | '3000' | '7600' | '98' | '82' | 'Het Hogeland' | 'Groningen' | '53.438908389' | '6.8762823114' | '07-08-2009' | ''
''722' | '622' | Westereems' | 'Westereems-05' | 'Enercon' | 'E-82 / 3000' | '3000' | '7600' | '98' | '82' | 'Het Hogeland' | 'Groningen' | '53.434815094' | '6.8744700168' | '07-08-2009' | ''
''722' | '622' | Westereems' | 'Westereems-06' | 'Enercon' | 'E-82 / 3000' | '3000' | '7600' | '98' | '82' | 'Het Hogeland' | 'Groningen' | '53.431687039' | '6.8730826836' | '07-08-2009' | ''
''722' | '622' | Westereems' | 'Westereems-07' | 'Enercon' | 'E-82 / 3000' | '3000' | '7600' | '98' | '82' | 'Het Hogeland' | 'Groningen' | '53.439208439' | '6.8810785488' | '07-08-2009' | ''
''722' | '622' | Westereems' | 'Westereems-08' | 'Enercon' | 'E-82 / 3000' | '3000' | '7600' | '98' | '82' | 'Het Hogeland' | 'Groningen' | '53.430877399' | '6.8789680871' | '07-08-2009' | ''
''722' | '622' | Westereems' | 'Westereems-09' | 'Enercon' | 'E-82 / 3000' | '3000' | '7600' | '98' | '82' | 'Het Hogeland' | 'Groningen' | '53.426307268' | '6.876477351' | '07-08-2009' | ''
''722' | '622' | Westereems' | 'Westereems-10' | 'Enercon' | 'E-82 / 3000' | '3000' | '7600' | '98' | '82' | 'Het Hogeland' | 'Groningen' | '53.450997371' | '6.7892091304' | '07-08-2009' | ''
''722' | '622' | Westereems' | 'Westereems-11' | 'Enercon' | 'E-82 / 3000' | '3000' | '7600' | '98' | '82' | 'Het Hogeland' | 'Groningen' | '53.452393382' | '6.7850696822' | '07-08-2009' | ''
''722' | '622' | Westereems' | 'Westereems-12' | 'Enercon' | 'E-82 / 3000' | '3000' | '7600' | '98' | '82' | 'Het Hogeland' | 'Groningen' | '53.45356364' | '6.7810129646' | '07-08-2009' | ''
''722' | '622' | Westereems' | 'Westereems-13' | 'Enercon' | 'E-82 / 3000' | '3000' | '7600' | '98' | '82' | 'Het Hogeland' | 'Groningen' | '53.454708377' | '6.7768197086' | '07-08-2009' | ''
''722' | '622' | Westereems' | 'Westereems-14' | 'Enercon' | 'E-82 / 3000' | '3000' | '7600' | '98' | '82' | 'Het Hogeland' | 'Groningen' | '53.455861431' | '6.7726716671' | '07-08-2009' | ''
''722' | '622' | Westereems' | 'Westereems-15' | 'Enercon' | 'E-82 / 3000' | '3000' | '7600' | '98' | '82' | 'Het Hogeland' | 'Groningen' | '53.456710313' | '6.7683931709' | '07-08-2009' | ''
''722' | '622' | Westereems' | 'Westereems-16' | 'Enercon' | 'E-82 / 3000' | '3000' | '7600' | '98' | '82' | 'Het Hogeland' | 'Groningen' | '53.457588399' | '6.7639046638' | '07-08-2009' | ''
''722' | '622' | Westereems' | 'Westereems-17' | 'Enercon' | 'E-82 / 3000' | '3000' | '7600' | '98' | '82' | 'Het Hogeland' | 'Groningen' | '53.458408307' | '6.7597754645' | '07-08-2009' | ''
''722' | '622' | Westereems' | 'Westereems-18' | 'Enercon' | 'E-82 / 3000' | '3000' | '7600' | '98' | '82' | 'Het Hogeland' | 'Groningen' | '53.459229784' | '6.7554955965' | '07-08-2009' | ''
''722' | '622' | Westereems' | 'Westereems-19' | 'Enercon' | 'E-82 / 3000' | '3000' | '7600' | '98' | '82' | 'Het Hogeland' | 'Groningen' | '53.459720453' | '6.7510544869' | '07-08-2009' | ''
''722' | '622' | Westereems' | 'Westereems-20' | 'Enercon' | 'E-82 / 3000' | '3000' | '7600' | '98' | '82' | 'Het Hogeland' | 'Groningen' | '53.460031304' | '6.7466075828' | '07-08-2009' | ''
''722' | '622' | Westereems' | 'Westereems-21' | 'Enercon' | 'E-82 / 3000' | '3000' | '7600' | '98' | '82' | 'Het Hogeland' | 'Groningen' | '53.453588399' | '6.757709401' | '07-08-2009' | ''
''722' | '622' | Westereems' | 'Westereems-22' | 'Enercon' | 'E-82 / 3000' | '3000' | '7600' | '98' | '82' | 'Het Hogeland' | 'Groningen' | '53.45288276' | '6.7620676486' | '07-08-2009' | ''
''722' | '622' | Westereems' | 'Westereems-23' | 'Enercon' | 'E-82 / 3000' | '3000' | '7600' | '98' | '82' | 'Het Hogeland' | 'Groningen' | '53.452007155' | '6.7663450252' | '07-08-2009' | ''
''722' | '622' | Westereems' | 'Westereems-24' | 'Enercon' | 'E-82 / 3000' | '3000' | '7600' | '98' | '82' | 'Het Hogeland' | 'Groningen' | '53.451068519' | '6.7706201995' | '07-08-2009' | ''
''722' | '622' | Westereems' | 'Westereems-25' | 'Enercon' | 'E-82 / 3000' | '3000' | '7600' | '98' | '82' | 'Het Hogeland' | 'Groningen' | '53.450059084' | '6.7747875286' | '07-08-2009' | ''
''722' | '622' | Westereems' | 'Westereems-26' | 'Enercon' | 'E-82 / 3000' | '3000' | '7600' | '98' | '82' | 'Het Hogeland' | 'Groningen' | '53.449012357' | '6.7790588267' | '07-08-2009' | ''
''722' | '622' | Westereems' | 'Westereems-27' | 'Enercon' | 'E-82 / 3000' | '3000' | '7600' | '98' | '82' | 'Het Hogeland' | 'Groningen' | '53.4503162' | '6.8082294807' | '07-08-2009' | ''
''722' | '622' | Westereems' | 'Westereems-28' | 'Enercon' | 'E-82 / 3000' | '3000' | '7600' | '98' | '82' | 'Het Hogeland' | 'Groningen' | '53.451291645' | '6.802466062' | '07-08-2009' | ''
''722' | '622' | Westereems' | 'Westereems-29' | 'Enercon' | 'E-82 / 3000' | '3000' | '7600' | '98' | '82' | 'Het Hogeland' | 'Groningen' | '53.452226832' | '6.7962795511' | '07-08-2009' | ''
''722' | '622' | Westereems' | 'Westereems-30' | 'Enercon' | 'E-82 / 3000' | '3000' | '7600' | '98' | '82' | 'Het Hogeland' | 'Groningen' | '53.457980808' | '6.8059839592' | '07-08-2009' | ''
''722' | '622' | Westereems' | 'Westereems-31' | 'Enercon' | 'E-82 / 3000' | '3000' | '7600' | '98' | '82' | 'Het Hogeland' | 'Groningen' | '53.461596051' | '6.8125932478' | '07-08-2009' | ''
''722' | '622' | Westereems' | 'Westereems-32' | 'Enercon' | 'E-82 / 3000' | '3000' | '7600' | '98' | '82' | 'Het Hogeland' | 'Groningen' | '53.461617668' | '6.8175930396' | '07-08-2009' | ''
''722' | '622' | Westereems' | 'Westereems-33' | 'Enercon' | 'E-82 / 3000' | '3000' | '7600' | '98' | '82' | 'Het Hogeland' | 'Groningen' | '53.460399676' | '6.8225363176' | '07-08-2009' | ''
''722' | '622' | Westereems' | 'Westereems-34' | 'Enercon' | 'E-82 / 3000' | '3000' | '7600' | '98' | '82' | 'Het Hogeland' | 'Groningen' | '53.459145912' | '6.8274480062' | '07-08-2009' | ''
''722' | '622' | Westereems' | 'Westereems-35' | 'Enercon' | 'E-82 / 3000' | '3000' | '7600' | '98' | '82' | 'Het Hogeland' | 'Groningen' | '53.457963266' | '6.8324069767' | '07-08-2009' | ''
''722' | '622' | Westereems' | 'Westereems-36' | 'Enercon' | 'E-82 / 3000' | '3000' | '7600' | '98' | '82' | 'Het Hogeland' | 'Groningen' | '53.454909063' | '6.8427674661' | '07-08-2009' | ''
''722' | '622' | Westereems' | 'Westereems-37' | 'Enercon' | 'E-82 / 3000' | '3000' | '7600' | '98' | '82' | 'Het Hogeland' | 'Groningen' | '53.453104709' | '6.8522508646' | '07-08-2009' | ''
''722' | '622' | Westereems' | 'Westereems-38' | 'Enercon' | 'E-82 / 3000' | '3000' | '7600' | '98' | '82' | 'Het Hogeland' | 'Groningen' | '53.451914817' | '6.8569824194' | '07-08-2009' | ''
''722' | '622' | Westereems' | 'Westereems-39' | 'Enercon' | 'E-82 / 3000' | '3000' | '7600' | '98' | '82' | 'Het Hogeland' | 'Groningen' | '53.450384882' | '6.8615816061' | '07-08-2009' | ''
''722' | '622' | Westereems' | 'Westereems-40' | 'Enercon' | 'E-82 / 3000' | '3000' | '7600' | '98' | '82' | 'Het Hogeland' | 'Groningen' | '53.448353606' | '6.8660126667' | '07-08-2009' | ''
''722' | '622' | Westereems' | 'Westereems-41' | 'Enercon' | 'E-82 / 3000' | '3000' | '7600' | '98' | '82' | 'Het Hogeland' | 'Groningen' | '53.445819526' | '6.8703958362' | '07-08-2009' | ''
''722' | '622' | Westereems' | 'Westereems-42' | 'Enercon' | 'E-82 / 3000' | '3000' | '7600' | '98' | '82' | 'Het Hogeland' | 'Groningen' | '53.443993273' | '6.8734784929' | '07-08-2009' | ''
''722' | '622' | Westereems' | 'Westereems-43' | 'Enercon' | 'E-82 / 3000' | '3000' | '7600' | '98' | '82' | 'Het Hogeland' | 'Groningen' | '53.441945429' | '6.8682903553' | '07-08-2009' | ''
''722' | '622' | Westereems' | 'Westereems-44' | 'Enercon' | 'E-82 / 3000' | '3000' | '7600' | '98' | '82' | 'Het Hogeland' | 'Groningen' | '53.437735799' | '6.8664295387' | '07-08-2009' | ''
''722' | '622' | Westereems' | 'Westereems-45' | 'Enercon' | 'E-82 / 3000' | '3000' | '7600' | '98' | '82' | 'Het Hogeland' | 'Groningen' | '53.43052414' | '6.866813111' | '07-08-2009' | ''
''722' | '622' | Westereems' | 'Westereems-46' | 'Enercon' | 'E-82 / 3000' | '3000' | '7600' | '98' | '82' | 'Het Hogeland' | 'Groningen' | '53.433125059' | '6.864299484' | '07-08-2009' | ''
''722' | '622' | Westereems' | 'Westereems-47' | 'Enercon' | 'E-82 / 3000' | '3000' | '7600' | '98' | '82' | 'Het Hogeland' | 'Groningen' | '53.434669386' | '6.8600036899' | '07-08-2009' | ''
''722' | '622' | Westereems' | 'Westereems-48' | 'Enercon' | 'E-82 / 3000' | '3000' | '7600' | '98' | '82' | 'Het Hogeland' | 'Groningen' | '53.436422908' | '6.8554890142' | '07-08-2009' | ''
''722' | '622' | Westereems' | 'Westereems-49' | 'Enercon' | 'E-82 / 3000' | '3000' | '7600' | '98' | '82' | 'Het Hogeland' | 'Groningen' | '53.437846104' | '6.8507821233' | '07-08-2009' | ''
''722' | '622' | Westereems' | 'Westereems-50' | 'Enercon' | 'E-82 / 3000' | '3000' | '7600' | '98' | '82' | 'Het Hogeland' | 'Groningen' | '53.438633912' | '6.8458426444' | '07-08-2009' | ''
''722' | '622' | Westereems' | 'Westereems-51' | 'Enercon' | 'E-82 / 3000' | '3000' | '7600' | '98' | '82' | 'Het Hogeland' | 'Groningen' | '53.439421518' | '6.8409029826' | '07-08-2009' | ''
''722' | '622' | Westereems' | 'Westereems-52' | 'Enercon' | 'E-82 / 3000' | '3000' | '7600' | '98' | '82' | 'Het Hogeland' | 'Groningen' | '53.440190956' | '6.8359625315' | '07-08-2009' | ''
''722' | '622' | Westereems' | 'Westereems-53' | 'Enercon' | 'E-82 / 3000' | '3000' | '7600' | '98' | '82' | 'Het Hogeland' | 'Groningen' | '53.441027939' | '6.8306178223' | '07-08-2009' | ''
''722' | '622' | Westereems' | 'Westereems-54' | 'Enercon' | 'E-82 / 3000' | '3000' | '7600' | '98' | '82' | 'Het Hogeland' | 'Groningen' | '53.441873668' | '6.8252732036' | '07-08-2009' | ''
''722' | '622' | Westereems' | 'Westereems-55' | 'Enercon' | 'E-82 / 3000' | '3000' | '7600' | '98' | '82' | 'Het Hogeland' | 'Groningen' | '53.442519575' | '6.8200872702' | '07-08-2009' | ''
''722' | '622' | Westereems' | 'Westereems-56' | 'Enercon' | 'E-82 / 3000' | '3000' | '7600' | '98' | '82' | 'Het Hogeland' | 'Groningen' | '53.443031235' | '6.8148365182' | '07-08-2009' | ''
''722' | '622' | Westereems' | 'Westereems-57' | 'Enercon' | 'E-82 / 3000' | '3000' | '7600' | '98' | '82' | 'Het Hogeland' | 'Groningen' | '53.443552181' | '6.8095408009' | '07-08-2009' | ''
''722' | '622' | Westereems' | 'Westereems-58' | 'Enercon' | 'E-82 / 3000' | '3000' | '7600' | '98' | '82' | 'Het Hogeland' | 'Groningen' | '53.444028112' | '6.8049960374' | '07-08-2009' | ''
''722' | '622' | Westereems' | 'Westereems-59' | 'Enercon' | 'E-82 / 3000' | '3000' | '7600' | '98' | '82' | 'Het Hogeland' | 'Groningen' | '53.444577868' | '6.7995053673' | '07-08-2009' | ''
''722' | '622' | Westereems' | 'Westereems-60' | 'Enercon' | 'E-82 / 3000' | '3000' | '7600' | '98' | '82' | 'Het Hogeland' | 'Groningen' | '53.444656743' | '6.7935325374' | '07-08-2009' | ''
''722' | '622' | Westereems' | 'Westereems-61' | 'Enercon' | 'E-82 / 3000' | '3000' | '7600' | '98' | '82' | 'Het Hogeland' | 'Groningen' | '53.444415911' | '6.788753371' | '07-08-2009' | ''
''722' | '622' | Westereems' | 'Westereems-62' | 'Enercon' | 'E-82 / 3000' | '3000' | '7600' | '98' | '82' | 'Het Hogeland' | 'Groningen' | '53.421909785' | '6.8738276455' | '07-08-2009' | ''
''722' | '622' | Westereems' | 'Westereems-63' | 'Enercon' | 'E-82 / 3000' | '3000' | '7600' | '98' | '82' | 'Het Hogeland' | 'Groningen' | '53.425359282' | '6.8710132687' | '07-08-2009' | ''
''722' | '622' | Westereems' | 'Westereems-64' | 'Enercon' | 'E-82 / 3000' | '3000' | '7600' | '98' | '82' | 'Het Hogeland' | 'Groningen' | '53.427946314' | '6.8689059507' | '07-08-2009' | ''
''722' | '623' | Westereems' | 'Westereems-65' | 'Senvion' | '6M' | '6150' | '17600' | '114' | '126' | 'Het Hogeland' | 'Groningen' | '53.446368668' | '6.828118114' | '02-11-2012' | ''
''722' | '623' | Westereems' | 'Westereems-66' | 'Senvion' | '6M' | '6150' | '17600' | '114' | '126' | 'Het Hogeland' | 'Groningen' | '53.447620937' | '6.8203177607' | '02-11-2012' | ''
''724' | '601' | Weststad Oosterhout' | 'Weststad Oosterhout T1' | 'Nordex' | 'N90ls' | '2500' | '5400' | '100' | '90' | 'Oosterhout' | 'Noord-Brabant' | '51.673840315' | '4.8340621522' | '02-01-2008' | ''
''724' | '601' | Weststad Oosterhout' | 'Weststad Oosterhout T2' | 'Nordex' | 'N90ls' | '2500' | '5400' | '100' | '90' | 'Oosterhout' | 'Noord-Brabant' | '51.67454619' | '4.838896765' | '02-01-2008' | ''
''724' | '601' | Weststad Oosterhout' | 'Weststad Oosterhout T3' | 'Nordex' | 'N90ls' | '2500' | '5400' | '100' | '90' | 'Oosterhout' | 'Noord-Brabant' | '51.675215645' | '4.8436741336' | '02-01-2008' | ''
''724' | '601' | Weststad Oosterhout' | 'Weststad Oosterhout T4' | 'Nordex' | 'N90ls' | '2500' | '5400' | '100' | '90' | 'Oosterhout' | 'Noord-Brabant' | '51.67116973' | '4.8376799546' | '02-01-2008' | ''
''724' | '601' | Weststad Oosterhout' | 'Weststad Oosterhout T5' | 'Nordex' | 'N90ls' | '2500' | '5400' | '100' | '90' | 'Oosterhout' | 'Noord-Brabant' | '51.671929384' | '4.8425136904' | '02-01-2008' | ''
''724' | '601' | Weststad Oosterhout' | 'Weststad Oosterhout T6' | 'Nordex' | 'N90ls' | '2500' | '5400' | '100' | '90' | 'Oosterhout' | 'Noord-Brabant' | '51.672706349' | '4.8472461826' | '02-01-2008' | ''
''725' | '375' | Willem Anna Polder' | 'Willem Anna Polder T03' | 'Neg Micon' | 'NM52/ 900' | '900' | '1900' | '70' | '52' | 'Kapelle' | 'Zeeland' | '51.456375322' | '3.9352586221' | '13-12-2002' | ''
''725' | '375' | Willem Anna Polder' | 'Willem Anna Polder T04' | 'Neg Micon' | 'NM52/ 900' | '900' | '1900' | '70' | '52' | 'Kapelle' | 'Zeeland' | '51.45296607' | '3.9293240367' | '13-12-2002' | ''
''725' | '375' | Willem Anna Polder' | 'Willem Anna Polder T05' | 'Neg Micon' | 'NM52/ 900' | '900' | '1900' | '70' | '52' | 'Kapelle' | 'Zeeland' | '51.453554962' | '3.9332909179' | '13-12-2002' | ''
''725' | '375' | Willem Anna Polder' | 'Willem Anna Polder T07' | 'Neg Micon' | 'NM52/ 900' | '900' | '1900' | '70' | '52' | 'Kapelle' | 'Zeeland' | '51.455498216' | '3.940639485' | '13-12-2002' | ''
''725' | '375' | Willem Anna Polder' | 'Willem Anna Polder T09' | 'Neg Micon' | 'NM52/ 900' | '900' | '1900' | '70' | '52' | 'Kapelle' | 'Zeeland' | '51.45187328' | '3.9390280067' | '13-12-2002' | ''
''725' | '375' | Willem Anna Polder' | 'Willem Anna Polder T01' | 'Neg Micon' | 'NM52/ 900' | '900' | '1900' | '70' | '52' | 'Kapelle' | 'Zeeland' | '51.455126725' | '3.9274130271' | '13-12-2002' | ''
''725' | '375' | Willem Anna Polder' | 'Willem Anna Polder T02' | 'Neg Micon' | 'NM52/ 900' | '900' | '1900' | '70' | '52' | 'Kapelle' | 'Zeeland' | '51.455684775' | '3.9310644878' | '13-12-2002' | ''
''725' | '375' | Willem Anna Polder' | 'Willem Anna Polder T06' | 'Neg Micon' | 'NM52/ 900' | '900' | '1900' | '70' | '52' | 'Kapelle' | 'Zeeland' | '51.454222988' | '3.9371258774' | '13-12-2002' | ''
''725' | '375' | Willem Anna Polder' | 'Willem Anna Polder T08' | 'Neg Micon' | 'NM52/ 900' | '900' | '1900' | '70' | '52' | 'Kapelle' | 'Zeeland' | '51.451584175' | '3.9352962452' | '13-12-2002' | ''
''725' | '375' | Willem Anna Polder' | 'Willem Anna Polder T10' | 'Neg Micon' | 'NM52/ 900' | '900' | '1900' | '70' | '52' | 'Kapelle' | 'Zeeland' | '51.453333245' | '3.9422190721' | '13-12-2002' | ''
''726' | '657' | Windpowercentre' | 'Harlingen T1' | 'Nordex' | 'N60' | '1300' | '2700' | '50' | '60' | 'Harlingen' | 'FryslÃ¢n' | '53.192171839' | '5.4277381963' | '02-01-2000' | ''
''726' | '657' | Windpowercentre' | 'Harlingen T2' | 'Nordex' | 'N60' | '1300' | '2700' | '50' | '60' | 'Harlingen' | 'FryslÃ¢n' | '53.193914687' | '5.4287871829' | '02-01-2000' | ''
''726' | '658' | Windpowercentre' | 'Harlingen T3' | 'Siemens' | 'SWT 1.3-62' | '1300' | '2900' | '50' | '62' | 'Harlingen' | 'FryslÃ¢n' | '53.197229676' | '5.4307505675' | '02-01-2000' | ''
''726' | '659' | Windpowercentre' | 'Harlingen T4' | 'Vestas' | 'V52-850 kW' | '850' | '2000' | '49' | '52' | 'Harlingen' | 'FryslÃ¢n' | '53.195819266' | '5.429836414' | '02-01-2012' | ''
''727' | '394' | Windstroom' | 'Windstroom 01' | 'Enercon' | 'E-66 / 1800' | '1800' | '3300' | '70' | '70' | 'Dronten' | 'Flevoland' | '52.476643545' | '5.7032753751' | '15-03-2003' | ''
''727' | '394' | Windstroom' | 'Windstroom 02' | 'Enercon' | 'E-66 / 1800' | '1800' | '3300' | '70' | '70' | 'Dronten' | 'Flevoland' | '52.477868404' | '5.6989125264' | '15-03-2003' | ''
''727' | '394' | Windstroom' | 'Windstroom 03' | 'Enercon' | 'E-66 / 1800' | '1800' | '3300' | '70' | '70' | 'Dronten' | 'Flevoland' | '52.479093101' | '5.6945494357' | '15-03-2003' | ''
''727' | '394' | Windstroom' | 'Windstroom 04' | 'Enercon' | 'E-66 / 1800' | '1800' | '3300' | '70' | '70' | 'Dronten' | 'Flevoland' | '52.480317638' | '5.6901861029' | '15-03-2003' | ''
''727' | '394' | Windstroom' | 'Windstroom 05' | 'Enercon' | 'E-66 / 1800' | '1800' | '3300' | '70' | '70' | 'Dronten' | 'Flevoland' | '52.481541977' | '5.6858372483' | '15-03-2003' | ''
''727' | '394' | Windstroom' | 'Windstroom 06' | 'Enercon' | 'E-66 / 1800' | '1800' | '3300' | '70' | '70' | 'Dronten' | 'Flevoland' | '52.482766193' | '5.6814734319' | '15-03-2003' | ''
''728' | '650' | Wisse Wind' | 'Wisse Wind-1' | 'Enercon' | 'E-82 / 2300' | '2300' | '5800' | '78' | '82' | 'Tholen' | 'Zeeland' | '51.63030104' | '4.1225844942' | '08-04-2011' | ''
''728' | '650' | Wisse Wind' | 'Wisse Wind-2' | 'Enercon' | 'E-82 / 2300' | '2300' | '5800' | '78' | '82' | 'Tholen' | 'Zeeland' | '51.632294501' | '4.1174008255' | '08-04-2011' | ''
''728' | '650' | Wisse Wind' | 'Wisse Wind-3' | 'Enercon' | 'E-82 / 2300' | '2300' | '5800' | '78' | '82' | 'Tholen' | 'Zeeland' | '51.634279372' | '4.1122747205' | '08-04-2011' | ''
''728' | '650' | Wisse Wind' | 'Wisse Wind-4' | 'Enercon' | 'E-82 / 2300' | '2300' | '5800' | '78' | '82' | 'Tholen' | 'Zeeland' | '51.636281517' | '4.1071043336' | '08-04-2011' | ''
''728' | '650' | Wisse Wind' | 'Wisse Wind-5' | 'Enercon' | 'E-82 / 2300' | '2300' | '5800' | '78' | '82' | 'Tholen' | 'Zeeland' | '51.638247643' | '4.1019489535' | '08-04-2011' | ''
''730' | '364' | Wulpweg' | 'Wulpweg 34' | 'Neg Micon' | 'NM54/1000' | '1000' | '1800' | '70' | '55' | 'Zeewolde' | 'Flevoland' | '52.36772557' | '5.3459463661' | '25-12-2004' | ''
''731' | '521' | WUR' | 'WUR T1' | 'Neg Micon' | 'NM54/1000' | '1000' | '1900' | '70' | '55' | 'Lelystad' | 'Flevoland' | '52.512430205' | '5.5599661016' | '01-02-2005' | ''
''731' | '521' | WUR' | 'WUR T2' | 'Neg Micon' | 'NM54/1000' | '1000' | '1900' | '70' | '55' | 'Lelystad' | 'Flevoland' | '52.51162748' | '5.5557058691' | '01-02-2005' | ''
''731' | '521' | WUR' | 'WUR T3' | 'Neg Micon' | 'NM54/1000' | '1000' | '1900' | '70' | '55' | 'Lelystad' | 'Flevoland' | '52.510572775' | '5.5515774243' | '01-02-2005' | ''
''731' | '521' | WUR' | 'WUR T4' | 'Neg Micon' | 'NM54/1000' | '1000' | '1900' | '70' | '55' | 'Lelystad' | 'Flevoland' | '52.509266143' | '5.5475513695' | '01-02-2005' | ''
''731' | '521' | WUR' | 'WUR T5' | 'Neg Micon' | 'NM54/1000' | '1000' | '1900' | '70' | '55' | 'Lelystad' | 'Flevoland' | '52.507905372' | '5.5435842781' | '01-02-2005' | ''
''731' | '521' | WUR' | 'WUR T6' | 'Neg Micon' | 'NM54/1000' | '1000' | '1900' | '70' | '55' | 'Lelystad' | 'Flevoland' | '52.50659824' | '5.5397354467' | '01-02-2005' | ''
''732' | '596' | Zeebiestocht' | 'Zeebiestocht-1' | 'Enercon' | 'E-70 / 2300' | '2300' | '4000' | '70' | '71' | 'Dronten' | 'Flevoland' | '52.487849373' | '5.6565673242' | '17-11-2007' | ''
''732' | '596' | Zeebiestocht' | 'Zeebiestocht-10' | 'Enercon' | 'E-70 / 2300' | '2300' | '4000' | '70' | '71' | 'Dronten' | 'Flevoland' | '52.471954046' | '5.6211196407' | '17-11-2007' | ''
''732' | '596' | Zeebiestocht' | 'Zeebiestocht-2' | 'Enercon' | 'E-70 / 2300' | '2300' | '4000' | '70' | '71' | 'Dronten' | 'Flevoland' | '52.486078763' | '5.6526257683' | '17-11-2007' | ''
''732' | '596' | Zeebiestocht' | 'Zeebiestocht-3' | 'Enercon' | 'E-70 / 2300' | '2300' | '4000' | '70' | '71' | 'Dronten' | 'Flevoland' | '52.484317009' | '5.6486845814' | '17-11-2007' | ''
''732' | '596' | Zeebiestocht' | 'Zeebiestocht-4' | 'Enercon' | 'E-70 / 2300' | '2300' | '4000' | '70' | '71' | 'Dronten' | 'Flevoland' | '52.482546135' | '5.6447436561' | '17-11-2007' | ''
''732' | '596' | Zeebiestocht' | 'Zeebiestocht-5' | 'Enercon' | 'E-70 / 2300' | '2300' | '4000' | '70' | '71' | 'Dronten' | 'Flevoland' | '52.480784117' | '5.6408030981' | '17-11-2007' | ''
''732' | '596' | Zeebiestocht' | 'Zeebiestocht-6' | 'Enercon' | 'E-70 / 2300' | '2300' | '4000' | '70' | '71' | 'Dronten' | 'Flevoland' | '52.479012949' | '5.6368775228' | '17-11-2007' | ''
''732' | '596' | Zeebiestocht' | 'Zeebiestocht-7' | 'Enercon' | 'E-70 / 2300' | '2300' | '4000' | '70' | '71' | 'Dronten' | 'Flevoland' | '52.477250668' | '5.6329375931' | '17-11-2007' | ''
''732' | '596' | Zeebiestocht' | 'Zeebiestocht-8' | 'Enercon' | 'E-70 / 2300' | '2300' | '4000' | '70' | '71' | 'Dronten' | 'Flevoland' | '52.475488255' | '5.6289979775' | '17-11-2007' | ''
''732' | '596' | Zeebiestocht' | 'Zeebiestocht-9' | 'Enercon' | 'E-70 / 2300' | '2300' | '4000' | '70' | '71' | 'Dronten' | 'Flevoland' | '52.473716722' | '5.6250586275' | '17-11-2007' | ''
''733' | '782' | Zeshoek' | 'Zeshoek 1' | 'Lagerwey' | 'L100-NL' | '3000' | '7800' | '99' | '100' | 'Lelystad' | 'Flevoland' | '52.529435759' | '5.5875160371' | '02-10-2013' | ''
''733' | '783' | Zeshoek' | 'Zeshoek 2' | 'Lagerwey' | 'L100-NL' | '3000' | '8300' | '136' | '100' | 'Lelystad' | 'Flevoland' | '52.547437097' | '5.5822168717' | '02-02-2014' | ''
''734' | '798' | Zierikzee' | 'Zierikzee 01' | 'Senvion' | '3.4M114' | '3400' | '10500' | '78' | '104' | 'Schouwen-Duiveland' | 'Zeeland' | '51.634904001' | '3.9417482385' | '16-12-2014' | ''
''734' | '798' | Zierikzee' | 'Zierikzee 02' | 'Senvion' | '3.4M114' | '3400' | '10500' | '78' | '104' | 'Schouwen-Duiveland' | 'Zeeland' | '51.630499377' | '3.9446910826' | '16-12-2014' | ''
''734' | '798' | Zierikzee' | 'Zierikzee 03' | 'Senvion' | '3.4M114' | '3400' | '10500' | '78' | '104' | 'Schouwen-Duiveland' | 'Zeeland' | '51.626014509' | '3.947693672' | '16-12-2014' | ''
''735' | '504' | Zodewiwa' | 'Zodewiwa T1' | 'Neg Micon' | 'NM54/1000' | '1000' | '1600' | '55' | '55' | 'Zeewolde' | 'Flevoland' | '52.335206762' | '5.4326721773' | '22-12-2004' | ''
''735' | '505' | Zodewiwa' | 'Zodewiwa T2' | 'Neg Micon' | 'NM54/1000' | '1000' | '1700' | '70' | '55' | 'Zeewolde' | 'Flevoland' | '52.332620501' | '5.4266250862' | '22-12-2004' | ''
''735' | '505' | Zodewiwa' | 'Zodewiwa T3' | 'Neg Micon' | 'NM54/1000' | '1000' | '1700' | '70' | '55' | 'Zeewolde' | 'Flevoland' | '52.331309279' | '5.4236017901' | '22-12-2004' | ''
''735' | '505' | Zodewiwa' | 'Zodewiwa T4' | 'Neg Micon' | 'NM54/1000' | '1000' | '1700' | '70' | '55' | 'Zeewolde' | 'Flevoland' | '52.334581863' | '5.4199072421' | '22-12-2004' | ''
''736' | '807' | Zuiderzeehaven' | 'Zuiderzeehaven 01' | 'Enercon' | 'E-82 / 3000' | '3000' | '6000' | '98' | '82' | 'Kampen' | 'Overijssel' | '52.576268725' | '5.864448947' | '02-08-2015' | ''
''736' | '807' | Zuiderzeehaven' | 'Zuiderzeehaven 02' | 'Enercon' | 'E-82 / 3000' | '3000' | '6000' | '98' | '82' | 'Kampen' | 'Overijssel' | '52.576172602' | '5.8704372902' | '02-08-2015' | ''
''736' | '807' | Zuiderzeehaven' | 'Zuiderzeehaven 03' | 'Enercon' | 'E-82 / 3000' | '3000' | '6000' | '98' | '82' | 'Kampen' | 'Overijssel' | '52.572510301' | '5.873730844' | '02-08-2015' | ''
''736' | '807' | Zuiderzeehaven' | 'Zuiderzeehaven 04' | 'Enercon' | 'E-82 / 3000' | '3000' | '6000' | '98' | '82' | 'Kampen' | 'Overijssel' | '52.569424773' | '5.876617265' | '02-08-2015' | ''
''737' | '796' | Zuidwal' | 'Zuidwal Wo-Zu-Xix 01' | 'Vestas' | 'V90-3.0 MW' | '3000' | '8400' | '80' | '90' | 'Rotterdam' | 'Zuid-Holland' | '51.979265' | '4.061129' | '02-01-2015' | ''
''737' | '796' | Zuidwal' | 'Zuidwal Wo-Zu-Xix 02' | 'Vestas' | 'V90-3.0 MW' | '3000' | '8400' | '80' | '90' | 'Rotterdam' | 'Zuid-Holland' | '51.978147903' | '4.0650159323' | '02-01-2015' | ''
''737' | '796' | Zuidwal' | 'Zuidwal Wo-Zu-Xix 03' | 'Vestas' | 'V90-3.0 MW' | '3000' | '8400' | '80' | '90' | 'Rotterdam' | 'Zuid-Holland' | '51.977023624' | '4.0689646828' | '02-01-2015' | ''
''737' | '796' | Zuidwal' | 'Zuidwal Wo-Zu-Xix 04' | 'Vestas' | 'V90-3.0 MW' | '3000' | '8400' | '80' | '90' | 'Rotterdam' | 'Zuid-Holland' | '51.980171242' | '4.0571099493' | '02-01-2015' | ''
''737' | '796' | Zuidwal' | 'Zuidwal Wo-Zu-Xix 05' | 'Vestas' | 'V90-3.0 MW' | '3000' | '8400' | '80' | '90' | 'Rotterdam' | 'Zuid-Holland' | '51.981014568' | '4.0529942812' | '02-01-2015' | ''
''738' | '743' | Zwartenbergseweg' | 'Zwartenbergseweg 1' | 'Vestas' | 'V90-2.0 MW' | '2000' | '5600' | '105' | '90' | 'Etten-Leur' | 'Noord-Brabant' | '51.629005318' | '4.65424515' | '02-06-2013' | ''
''738' | '743' | Zwartenbergseweg' | 'Zwartenbergseweg 2' | 'Vestas' | 'V90-2.0 MW' | '2000' | '5600' | '105' | '90' | 'Etten-Leur' | 'Noord-Brabant' | '51.625720068' | '4.6549914901' | '02-06-2013' | ''
''738' | '743' | Zwartenbergseweg' | 'Zwartenbergseweg 3' | 'Vestas' | 'V90-2.0 MW' | '2000' | '5600' | '105' | '90' | 'Etten-Leur' | 'Noord-Brabant' | '51.622380703' | '4.6557097119' | '02-06-2013' | ''
''738' | '743' | Zwartenbergseweg' | 'Zwartenbergseweg 4' | 'Vestas' | 'V90-2.0 MW' | '2000' | '5600' | '105' | '90' | 'Etten-Leur' | 'Noord-Brabant' | '51.618988937' | '4.6566741499' | '02-06-2013' | ''
''738' | '743' | Zwartenbergseweg' | 'Zwartenbergseweg 5' | 'Vestas' | 'V90-2.0 MW' | '2000' | '5600' | '105' | '90' | 'Etten-Leur' | 'Noord-Brabant' | '51.615568398' | '4.6573501285' | '02-06-2013' | ''
''771' | '996' | Papemeer' | 'Papemeer II-1' | 'Enercon' | 'E-82 / 3000' | '3000' | '6000' | '69' | '82' | 'Zoeterwoude' | 'Zuid-Holland' | '52.125833' | '4.485775' | '01-11-2019' | ''
''771' | '996' | Papemeer' | 'Papemeer II-2' | 'Enercon' | 'E-82 / 3000' | '3000' | '6000' | '69' | '82' | 'Zoeterwoude' | 'Zuid-Holland' | '52.126982' | '4.487913' | '01-11-2019' | ''
''772' | '997' | Ritthem' | 'De Veenwieken 1' | 'Enercon' | 'E-103 / 2350' | '2350' | '6800' | '98' | '103' | 'Ommen' | 'Overijssel' | '52.573571' | '6.460595' | '07-10-2019' | ''
''772' | '997' | Ritthem' | 'De Veenwieken 2' | 'Enercon' | 'E-103 / 2350' | '2350' | '6800' | '98' | '103' | 'Ommen' | 'Overijssel' | '52.573499' | '6.469518' | '07-10-2019' | ''
''772' | '997' | Ritthem' | 'De Veenwieken 4' | 'Enercon' | 'E-103 / 2350' | '2350' | '6800' | '98' | '103' | 'Ommen' | 'Overijssel' | '52.570749' | '6.460526' | '07-10-2019' | ''
''772' | '997' | Ritthem' | 'De Veenwieken 5' | 'Enercon' | 'E-103 / 2350' | '2350' | '6800' | '98' | '103' | 'Ommen' | 'Overijssel' | '52.57065' | '6.469448' | '07-10-2019' | ''
''772' | '997' | Ritthem' | 'De Veenwieken 6' | 'Enercon' | 'E-103 / 2350' | '2350' | '6800' | '98' | '103' | 'Ommen' | 'Overijssel' | '52.567907' | '6.45379' | '07-10-2019' | ''
''772' | '997' | Ritthem' | 'De Veenwieken 7' | 'Enercon' | 'E-103 / 2350' | '2350' | '6800' | '98' | '103' | 'Ommen' | 'Overijssel' | '52.567847' | '6.460456' | '07-10-2019' | ''
''772' | '1006' | Ritthem' | 'De Veenwieken 8' | 'Enercon' | 'E-103 / 2350' | '2350' | '6800' | '98' | '103' | 'Ommen' | 'Overijssel' | '52.567766' | '6.469378' | '10-12-2019' | ''
''772' | '1006' | Ritthem' | 'De Veenwieken 9' | 'Enercon' | 'E-103 / 2350' | '2350' | '6800' | '98' | '103' | 'Ommen' | 'Overijssel' | '52.56507' | '6.460388' | '10-12-2019' | ''
''772' | '1006' | Ritthem' | 'De Veenwieken 10' | 'Enercon' | 'E-103 / 2350' | '2350' | '6800' | '98' | '103' | 'Ommen' | 'Overijssel' | '52.564989' | '6.469324' | '10-12-2019' | ''
''772' | '1007' | Ritthem' | 'De Veenwieken 3' | 'Enercon' | 'E-103 / 2350' | '2350' | '6800' | '98' | '103' | 'Hardenberg' | 'Overijssel' | '52.570809' | '6.45386' | '20-12-2019' | ''
''783' | '949' | Autena' | 'Autena 1' | 'Nordex' | 'N131/3000' | '3000' | '10200' | '100' | '131' | 'Vijfheerenlanden' | 'Utrecht' | '51.971997' | '5.104178' | '02-10-2017' | ''
''783' | '949' | Autena' | 'Autena 2' | 'Nordex' | 'N131/3000' | '3000' | '10200' | '100' | '131' | 'Vijfheerenlanden' | 'Utrecht' | '51.969911' | '5.10748' | '02-10-2017' | ''
''783' | '949' | Autena' | 'Autena 3' | 'Nordex' | 'N131/3000' | '3000' | '10200' | '100' | '131' | 'Vijfheerenlanden' | 'Utrecht' | '51.967082' | '5.108414' | '02-10-2017' | ''
''784' | '950' | Krammer' | 'Krammer 13' | 'Enercon' | 'E-115 / 3000' | '3000' | '10600' | '122' | '115' | 'Schouwen-Duiveland' | 'Zeeland' | '51.66471' | '4.168907' | '02-10-2017' | ''
''784' | '950' | Krammer' | 'Krammer 12' | 'Enercon' | 'E-115 / 3000' | '3000' | '10600' | '122' | '115' | 'Schouwen-Duiveland' | 'Zeeland' | '51.663534' | '4.163113' | '02-10-2017' | ''
''784' | '950' | Krammer' | 'Krammer 32' | 'Enercon' | 'E-115 / 3000' | '3000' | '10600' | '122' | '115' | 'Schouwen-Duiveland' | 'Zeeland' | '51.659117' | '4.163594' | '02-10-2017' | ''
''784' | '950' | Krammer' | 'Krammer 33' | 'Enercon' | 'E-115 / 3000' | '3000' | '10600' | '122' | '115' | 'Schouwen-Duiveland' | 'Zeeland' | '51.660241' | '4.169692' | '02-10-2017' | ''
''784' | '950' | Krammer' | 'Krammer 34' | 'Enercon' | 'E-115 / 3000' | '3000' | '10600' | '122' | '115' | 'Schouwen-Duiveland' | 'Zeeland' | '51.660073' | '4.176057' | '02-10-2017' | ''
''784' | '968' | Krammer' | 'Krammer 31' | 'Enercon' | 'E-115 / 3000' | '3000' | '10600' | '122' | '115' | 'Schouwen-Duiveland' | 'Zeeland' | '51.655454' | '4.164965' | '11-01-2018' | ''
''784' | '968' | Krammer' | 'Krammer 6' | 'Enercon' | 'E-115 / 3000' | '3000' | '10600' | '122' | '115' | 'Schouwen-Duiveland' | 'Zeeland' | '51.667177' | '4.164162' | '11-01-2018' | ''
''784' | '968' | Krammer' | 'Krammer 7' | 'Enercon' | 'E-115 / 3000' | '3000' | '10600' | '122' | '115' | 'Schouwen-Duiveland' | 'Zeeland' | '51.66762' | '4.172084' | '11-01-2018' | ''
''784' | '968' | Krammer' | 'Krammer 14' | 'Enercon' | 'E-115 / 3000' | '3000' | '10600' | '122' | '115' | 'Schouwen-Duiveland' | 'Zeeland' | '51.664967' | '4.175625' | '11-01-2018' | ''
''784' | '968' | Krammer' | 'Krammer 30' | 'Enercon' | 'E-115 / 3000' | '3000' | '10600' | '122' | '115' | 'Schouwen-Duiveland' | 'Zeeland' | '51.652866' | '4.169428' | '11-01-2018' | ''
''784' | '968' | Krammer' | 'Krammer 15' | 'Enercon' | 'E-115 / 3000' | '3000' | '10600' | '122' | '115' | 'Schouwen-Duiveland' | 'Zeeland' | '51.664147' | '4.180559' | '11-01-2018' | ''
''784' | '969' | Krammer' | 'Krammer 2' | 'Enercon' | 'E-115 / 3000' | '3000' | '10500' | '122' | '115' | 'Schouwen-Duiveland' | 'Zeeland' | '51.678652' | '4.150877' | '02-06-2018' | ''
''784' | '969' | Krammer' | 'Krammer 4' | 'Enercon' | 'E-115 / 3000' | '3000' | '10500' | '122' | '115' | 'Schouwen-Duiveland' | 'Zeeland' | '51.676321' | '4.155059' | '02-06-2018' | ''
''784' | '969' | Krammer' | 'Krammer 5' | 'Enercon' | 'E-115 / 3000' | '3000' | '10500' | '122' | '115' | 'Schouwen-Duiveland' | 'Zeeland' | '51.665835' | '4.158712' | '02-06-2018' | ''
''784' | '969' | Krammer' | 'Krammer 10' | 'Enercon' | 'E-115 / 3000' | '3000' | '10500' | '122' | '115' | 'Schouwen-Duiveland' | 'Zeeland' | '51.66406' | '4.14873' | '02-06-2018' | ''
''784' | '969' | Krammer' | 'Krammer 11' | 'Enercon' | 'E-115 / 3000' | '3000' | '10500' | '122' | '115' | 'Schouwen-Duiveland' | 'Zeeland' | '51.664212' | '4.153999' | '02-06-2018' | ''
''784' | '969' | Krammer' | 'Krammer 16' | 'Enercon' | 'E-115 / 3000' | '3000' | '10500' | '122' | '115' | 'Schouwen-Duiveland' | 'Zeeland' | '51.660024' | '4.155862' | '02-06-2018' | ''
''784' | '969' | Krammer' | 'Krammer 18' | 'Enercon' | 'E-115 / 3000' | '3000' | '10500' | '122' | '115' | 'Schouwen-Duiveland' | 'Zeeland' | '51.659128' | '4.144112' | '02-06-2018' | ''
''784' | '969' | Krammer' | 'Krammer 28' | 'Enercon' | 'E-115 / 3000' | '3000' | '10500' | '122' | '115' | 'Schouwen-Duiveland' | 'Zeeland' | '51.649644' | '4.179803' | '02-06-2018' | ''
''784' | '969' | Krammer' | 'Krammer 1' | 'Enercon' | 'E-115 / 3000' | '3000' | '10500' | '122' | '115' | 'Schouwen-Duiveland' | 'Zeeland' | '51.677568' | '4.147016' | '02-06-2018' | ''
''784' | '969' | Krammer' | 'Krammer 9' | 'Enercon' | 'E-115 / 3000' | '3000' | '10500' | '122' | '115' | 'Schouwen-Duiveland' | 'Zeeland' | '51.663921' | '4.143502' | '02-06-2018' | ''
''784' | '969' | Krammer' | 'Krammer 17' | 'Enercon' | 'E-115 / 3000' | '3000' | '10500' | '122' | '115' | 'Schouwen-Duiveland' | 'Zeeland' | '51.659629' | '4.14995' | '02-06-2018' | ''
''784' | '969' | Krammer' | 'Krammer 19' | 'Enercon' | 'E-115 / 3000' | '3000' | '10500' | '122' | '115' | 'Schouwen-Duiveland' | 'Zeeland' | '51.65859' | '4.138445' | '02-06-2018' | ''
''784' | '969' | Krammer' | 'Krammer 20' | 'Enercon' | 'E-115 / 3000' | '3000' | '10500' | '122' | '115' | 'Schouwen-Duiveland' | 'Zeeland' | '51.656694' | '4.142732' | '02-06-2018' | ''
''784' | '969' | Krammer' | 'Krammer 21' | 'Enercon' | 'E-115 / 3000' | '3000' | '10500' | '122' | '115' | 'Schouwen-Duiveland' | 'Zeeland' | '51.655993' | '4.14781' | '02-06-2018' | ''
''784' | '969' | Krammer' | 'Krammer 22' | 'Enercon' | 'E-115 / 3000' | '3000' | '10500' | '122' | '115' | 'Schouwen-Duiveland' | 'Zeeland' | '51.656941' | '4.154114' | '02-06-2018' | ''
''784' | '969' | Krammer' | 'Krammer 24' | 'Enercon' | 'E-115 / 3000' | '3000' | '10500' | '122' | '115' | 'Schouwen-Duiveland' | 'Zeeland' | '51.65355' | '4.158253' | '02-06-2018' | ''
''784' | '969' | Krammer' | 'Krammer 27' | 'Enercon' | 'E-115 / 3000' | '3000' | '10500' | '122' | '115' | 'Schouwen-Duiveland' | 'Zeeland' | '51.647792' | '4.17416' | '02-06-2018' | ''
''784' | '970' | Krammer' | 'Krammer 29' | 'Enercon' | 'E-115 / 3000' | '3000' | '10600' | '122' | '115' | 'Schouwen-Duiveland' | 'Zeeland' | '51.651409' | '4.174483' | '02-08-2018' | ''
''784' | '970' | Krammer' | 'Krammer 35' | 'Enercon' | 'E-115 / 3000' | '3000' | '10600' | '122' | '115' | 'Schouwen-Duiveland' | 'Zeeland' | '51.660494' | '4.182623' | '02-08-2018' | ''
''784' | '976' | Krammer' | 'Krammer 8' | 'Enercon' | 'E-115 / 3000' | '3000' | '10600' | '122' | '115' | 'Schouwen-Duiveland' | 'Zeeland' | '51.662246' | '4.1382' | '01-12-2018' | ''
''784' | '976' | Krammer' | 'Krammer 23' | 'Enercon' | 'E-115 / 3000' | '3000' | '10600' | '122' | '115' | 'Schouwen-Duiveland' | 'Zeeland' | '51.65684' | '4.15906' | '01-12-2018' | ''
''784' | '976' | Krammer' | 'Krammer 25' | 'Enercon' | 'E-115 / 3000' | '3000' | '10600' | '122' | '115' | 'Schouwen-Duiveland' | 'Zeeland' | '51.651332' | '4.163617' | '01-12-2018' | ''
''784' | '976' | Krammer' | 'Krammer 26' | 'Enercon' | 'E-115 / 3000' | '3000' | '10600' | '122' | '115' | 'Schouwen-Duiveland' | 'Zeeland' | '51.649131' | '4.168936' | '01-12-2018' | ''
''785' | '951' | Kloosterboer 2017' | 'Kloosterboer 01' | 'Enercon' | 'E-70 / 2300' | '2300' | '4100' | '64' | '71' | 'Vlissingen' | 'Zeeland' | '51.466817' | '3.684192' | '02-07-2017' | ''
''785' | '951' | Kloosterboer 2017' | 'Kloosterboer 02' | 'Enercon' | 'E-70 / 2300' | '2300' | '4100' | '64' | '71' | 'Vlissingen' | 'Zeeland' | '51.472437' | '3.69973' | '02-07-2017' | ''
''785' | '951' | Kloosterboer 2017' | 'Kloosterboer 03' | 'Enercon' | 'E-70 / 2300' | '2300' | '4100' | '64' | '71' | 'Vlissingen' | 'Zeeland' | '51.47586' | '3.712085' | '02-07-2017' | ''
''786' | '952' | Andorraweg' | 'Andorraweg' | 'Lagerwey' | 'L82-2.0MW' | '2050' | '4700' | '59' | '82' | 'Vlissingen' | 'Zeeland' | '51.472785' | '3.682817' | '02-07-2017' | ''
''787' | '959' | Madenlaan 2 Hindeloopen' | 'Madenlaan 2 Hindeloopen' | 'EWT' | 'DW 52 900 kW' | '900' | '1700' | '40' | '52' | 'SÃºdwest-FryslÃ¢n' | 'FryslÃ¢n' | '52.940423' | '5.420973' | '02-06-2017' | ''
''788' | '975' | Hogezandse Polder' | 'Hogezandse Polder 1' | 'Senvion' | '3.4M122 NES' | '3400' | '10400' | '119' | '122' | 'Hoeksche Waard' | 'Zuid-Holland' | '51.707396' | '4.527246' | '01-12-2018' | ''
''788' | '975' | Hogezandse Polder' | 'Hogezandse Polder 2' | 'Senvion' | '3.4M122 NES' | '3400' | '10400' | '119' | '122' | 'Hoeksche Waard' | 'Zuid-Holland' | '51.7075' | '4.520502' | '01-12-2018' | ''
''788' | '975' | Hogezandse Polder' | 'Hogezandse Polder 3' | 'Senvion' | '3.4M122 NES' | '3400' | '10400' | '119' | '122' | 'Hoeksche Waard' | 'Zuid-Holland' | '51.707514' | '4.514034' | '01-12-2018' | ''
''788' | '975' | Hogezandse Polder' | 'Hogezandse Polder 4' | 'Senvion' | '3.4M122 NES' | '3400' | '10400' | '119' | '122' | 'Hoeksche Waard' | 'Zuid-Holland' | '51.708716' | '4.508889' | '01-12-2018' | ''
''788' | '975' | Hogezandse Polder' | 'Hogezandse Polder 5' | 'Senvion' | '3.4M122 NES' | '3400' | '10400' | '119' | '122' | 'Hoeksche Waard' | 'Zuid-Holland' | '51.709961' | '4.503453' | '01-12-2018' | ''
''788' | '975' | Hogezandse Polder' | 'Hogezandse Polder 6' | 'Senvion' | '3.4M122 NES' | '3400' | '10400' | '119' | '122' | 'Hoeksche Waard' | 'Zuid-Holland' | '51.71125' | '4.497987' | '01-12-2018' | ''
''788' | '975' | Hogezandse Polder' | 'Hogezandse Polder 7' | 'Senvion' | '3.4M122 NES' | '3400' | '10400' | '119' | '122' | 'Hoeksche Waard' | 'Zuid-Holland' | '51.712584' | '4.49252' | '01-12-2018' | ''
''788' | '975' | Hogezandse Polder' | 'Hogezandse Polder 8' | 'Senvion' | '3.4M122 NES' | '3400' | '10400' | '119' | '122' | 'Hoeksche Waard' | 'Zuid-Holland' | '51.713773' | '4.487071' | '01-12-2018' | ''
''788' | '975' | Hogezandse Polder' | 'Hogezandse Polder 9' | 'Senvion' | '3.4M122 NES' | '3400' | '10400' | '119' | '122' | 'Hoeksche Waard' | 'Zuid-Holland' | '51.715035' | '4.481677' | '01-12-2018' | ''
''789' | '977' | Spui' | 'Spui 2' | 'Enercon' | 'E-126 / 4200' | '4200' | '13200' | '135' | '126' | 'Hoeksche Waard' | 'Zuid-Holland' | '51.804445' | '4.309061' | '01-12-2018' | ''
''789' | '977' | Spui' | 'Spui 1' | 'Enercon' | 'E-126 / 4200' | '4200' | '13200' | '135' | '126' | 'Hoeksche Waard' | 'Zuid-Holland' | '51.802742' | '4.302956' | '01-12-2018' | ''
''789' | '977' | Spui' | 'Spui 3' | 'Enercon' | 'E-126 / 4200' | '4200' | '13200' | '135' | '126' | 'Hoeksche Waard' | 'Zuid-Holland' | '51.806254' | '4.315166' | '01-12-2018' | ''
''789' | '977' | Spui' | 'Spui 4' | 'Enercon' | 'E-126 / 4200' | '4200' | '13200' | '135' | '126' | 'Hoeksche Waard' | 'Zuid-Holland' | '51.80809' | '4.321588' | '01-12-2018' | ''
''789' | '977' | Spui' | 'Spui 5' | 'Enercon' | 'E-126 / 4200' | '4200' | '13200' | '135' | '126' | 'Hoeksche Waard' | 'Zuid-Holland' | '51.809576' | '4.326659' | '01-12-2018' | ''
''790' | '979' | Sagro Vlissingen-Oost' | 'Sagro 1' | 'Enercon' | 'E-70 / 2300' | '2300' | '4100' | '64' | '71' | 'Borsele' | 'Zeeland' | '51.437565' | '3.729302' | '01-03-2018' | ''
''790' | '979' | Sagro Vlissingen-Oost' | 'Sagro 2' | 'Enercon' | 'E-70 / 2300' | '2300' | '4100' | '64' | '71' | 'Borsele' | 'Zeeland' | '51.438245' | '3.733492' | '01-03-2018' | ''
''790' | '979' | Sagro Vlissingen-Oost' | 'Sagro 3' | 'Enercon' | 'E-70 / 2300' | '2300' | '4100' | '64' | '71' | 'Borsele' | 'Zeeland' | '51.438985' | '3.73814' | '01-03-2018' | ''
''791' | '980' | Schorweg' | 'Pennings' | 'Lagerwey' | 'LW 30/250' | '250' | '410' | '30' | '30' | 'Hollands Kroon' | 'Noord-Holland' | '52.888848' | '4.783617' | '01-01-1996' | ''
''792' | '982' | Terdiek 16' | 'Terdiek 16' | 'Bonus' | 'B44/600' | '600' | '1100' | '40' | '44' | 'Hollands Kroon' | 'Noord-Holland' | '52.724653' | '4.889313' | '01-08-2002' | ''
''793' | '984' | Bernhardweg C' | 'Bernhardweg C 01' | 'Enercon' | 'E-70 / 2300' | '2300' | '4300' | '64' | '71' | 'Middelburg' | 'Zeeland' | '51.480742' | '3.693389' | '01-09-2018' | ''
''793' | '984' | Bernhardweg C' | 'Bernhardweg C 02' | 'Enercon' | 'E-70 / 2300' | '2300' | '4300' | '64' | '71' | 'Middelburg' | 'Zeeland' | '51.481665' | '3.696278' | '01-09-2018' | ''
''793' | '984' | Bernhardweg C' | 'Bernhardweg C 03' | 'Enercon' | 'E-70 / 2300' | '2300' | '4300' | '64' | '71' | 'Middelburg' | 'Zeeland' | '51.482312' | '3.699335' | '01-09-2018' | ''
''793' | '1012' | Bernhardweg C' | 'Bernhardweg A 01' | 'Enercon' | 'E-70 / 2300' | '2300' | '4300' | '64' | '71' | 'Middelburg' | 'Zeeland' | '51.477663' | '3.685024' | '01-07-2019' | ''
''793' | '1012' | Bernhardweg C' | 'Bernhardweg A 02' | 'Enercon' | 'E-70 / 2300' | '2300' | '4300' | '64' | '71' | 'Middelburg' | 'Zeeland' | '51.478728' | '3.687777' | '01-07-2019' | ''
''793' | '1012' | Bernhardweg C' | 'Bernhardweg B' | 'Enercon' | 'E-70 / 2300' | '2300' | '4300' | '64' | '71' | 'Middelburg' | 'Zeeland' | '51.479793' | '3.690531' | '01-07-2019' | ''
''794' | '988' | Slufter 2' | 'Slufter 2 - 1' | 'Vestas' | 'V112-3.6 MW' | '3600' | '12200' | '94' | '112' | 'Rotterdam' | 'Zuid-Holland' | '51.934152' | '4.000827' | '01-02-2019' | ''
''794' | '988' | Slufter 2' | 'Slufter 2 - 2' | 'Vestas' | 'V112-3.6 MW' | '3600' | '12200' | '94' | '112' | 'Rotterdam' | 'Zuid-Holland' | '51.931084' | '3.997519' | '01-02-2019' | ''
''794' | '988' | Slufter 2' | 'Slufter 2 - 3' | 'Vestas' | 'V112-3.6 MW' | '3600' | '12200' | '94' | '112' | 'Rotterdam' | 'Zuid-Holland' | '51.927798' | '3.994073' | '01-02-2019' | ''
''794' | '988' | Slufter 2' | 'Slufter 2 - 4' | 'Vestas' | 'V112-3.6 MW' | '3600' | '12200' | '94' | '112' | 'Rotterdam' | 'Zuid-Holland' | '51.9246' | '3.991264' | '01-02-2019' | ''
''794' | '988' | Slufter 2' | 'Slufter 2 - 5' | 'Vestas' | 'V112-3.6 MW' | '3600' | '12200' | '94' | '112' | 'Rotterdam' | 'Zuid-Holland' | '51.921497' | '3.991113' | '01-02-2019' | ''
''794' | '988' | Slufter 2' | 'Slufter 2 - 6' | 'Vestas' | 'V112-3.6 MW' | '3600' | '12200' | '94' | '112' | 'Rotterdam' | 'Zuid-Holland' | '51.918365' | '3.995354' | '01-02-2019' | ''
''794' | '988' | Slufter 2' | 'Slufter 2 - 7' | 'Vestas' | 'V112-3.6 MW' | '3600' | '12200' | '94' | '112' | 'Rotterdam' | 'Zuid-Holland' | '51.917789' | '4.001346' | '01-02-2019' | ''
''794' | '988' | Slufter 2' | 'Slufter 2 - 8' | 'Vestas' | 'V112-3.6 MW' | '3600' | '12200' | '94' | '112' | 'Rotterdam' | 'Zuid-Holland' | '51.91902' | '4.007458' | '01-02-2019' | ''
''794' | '988' | Slufter 2' | 'Slufter 2 - 9' | 'Vestas' | 'V112-3.6 MW' | '3600' | '12200' | '94' | '112' | 'Rotterdam' | 'Zuid-Holland' | '51.920476' | '4.013548' | '01-02-2019' | ''
''794' | '988' | Slufter 2' | 'Slufter 2 - 10' | 'Vestas' | 'V112-3.6 MW' | '3600' | '12200' | '94' | '112' | 'Rotterdam' | 'Zuid-Holland' | '51.923701' | '4.017215' | '01-02-2019' | ''
''794' | '988' | Slufter 2' | 'Slufter 2 - 11' | 'Vestas' | 'V112-3.6 MW' | '3600' | '12200' | '94' | '112' | 'Rotterdam' | 'Zuid-Holland' | '51.927581' | '4.016951' | '01-02-2019' | ''
''794' | '988' | Slufter 2' | 'Slufter 2 - 12' | 'Vestas' | 'V112-3.6 MW' | '3600' | '12200' | '94' | '112' | 'Rotterdam' | 'Zuid-Holland' | '51.93107' | '4.016278' | '01-02-2019' | ''
''794' | '988' | Slufter 2' | 'Slufter 2 - 13' | 'Vestas' | 'V112-3.6 MW' | '3600' | '12200' | '94' | '112' | 'Rotterdam' | 'Zuid-Holland' | '51.933074' | '4.009251' | '01-02-2019' | ''
''794' | '988' | Slufter 2' | 'Slufter 2 - 14' | 'Vestas' | 'V112-3.6 MW' | '3600' | '12200' | '94' | '112' | 'Rotterdam' | 'Zuid-Holland' | '51.922035' | '4.022398' | '01-02-2019' | ''
''795' | '989' | Westfrisia' | 'Westfrisia 1' | 'Enercon' | 'E-92 / 2300' | '2350' | '7500' | '85' | '92' | 'Medemblik' | 'Noord-Holland' | '52.685727' | '5.098908' | '01-02-2019' | ''
''795' | '989' | Westfrisia' | 'Westfrisia 2' | 'Enercon' | 'E-92 / 2300' | '2350' | '7500' | '85' | '92' | 'Medemblik' | 'Noord-Holland' | '52.687679' | '5.104037' | '01-02-2019' | ''
''795' | '989' | Westfrisia' | 'Westfrisia 3' | 'Enercon' | 'E-92 / 2300' | '2350' | '7500' | '85' | '92' | 'Medemblik' | 'Noord-Holland' | '52.689461' | '5.109473' | '01-02-2019' | ''
''795' | '989' | Westfrisia' | 'Westfrisia 4' | 'Enercon' | 'E-92 / 2300' | '2350' | '7500' | '85' | '92' | 'Medemblik' | 'Noord-Holland' | '52.691072' | '5.11498' | '01-02-2019' | ''
''795' | '989' | Westfrisia' | 'Westfrisia 5' | 'Enercon' | 'E-92 / 2300' | '2350' | '7500' | '85' | '92' | 'Medemblik' | 'Noord-Holland' | '52.692611' | '5.120559' | '01-02-2019' | ''
''796' | '990' | Nieuwe Waterweg' | 'Nieuwe Waterweg 1' | 'Vestas' | 'V112-3.45 MW' | '3450' | '11900' | '119' | '112' | 'Rotterdam' | 'Zuid-Holland' | '51.952039' | '4.176437' | '01-04-2019' | ''
''796' | '990' | Nieuwe Waterweg' | 'Nieuwe Waterweg 2' | 'Vestas' | 'V112-3.45 MW' | '3450' | '11900' | '119' | '112' | 'Rotterdam' | 'Zuid-Holland' | '51.949599' | '4.181361' | '01-04-2019' | ''
''796' | '990' | Nieuwe Waterweg' | 'Nieuwe Waterweg 3' | 'Vestas' | 'V112-3.45 MW' | '3450' | '11900' | '119' | '112' | 'Rotterdam' | 'Zuid-Holland' | '51.947223' | '4.186327' | '01-04-2019' | ''
''796' | '990' | Nieuwe Waterweg' | 'Nieuwe Waterweg 4' | 'Vestas' | 'V112-3.45 MW' | '3450' | '11900' | '119' | '112' | 'Rotterdam' | 'Zuid-Holland' | '51.94486' | '4.19167' | '01-04-2019' | ''
''796' | '990' | Nieuwe Waterweg' | 'Nieuwe Waterweg 5' | 'Vestas' | 'V112-3.45 MW' | '3450' | '11900' | '119' | '112' | 'Rotterdam' | 'Zuid-Holland' | '51.942819' | '4.197019' | '01-04-2019' | ''
''796' | '990' | Nieuwe Waterweg' | 'Nieuwe Waterweg 6' | 'Vestas' | 'V112-3.45 MW' | '3450' | '11900' | '119' | '112' | 'Rotterdam' | 'Zuid-Holland' | '51.940906' | '4.202524' | '01-04-2019' | ''
''799' | '993' | Zuidwest Wind' | 'Zuidwest Wind 1' | 'Enercon' | 'E-70 / 2300' | '2300' | '4300' | '64' | '71' | 'Vlissingen' | 'Zeeland' | '51.47962' | '3.704676' | '27-06-2019' | ''
''799' | '993' | Zuidwest Wind' | 'Zuidwest Wind 2' | 'Enercon' | 'E-70 / 2300' | '2300' | '4300' | '64' | '71' | 'Vlissingen' | 'Zeeland' | '51.477623' | '3.694671' | '27-06-2019' | ''
''799' | '993' | Zuidwest Wind' | 'Zuidwest Wind 3' | 'Enercon' | 'E-70 / 2300' | '2300' | '4300' | '64' | '71' | 'Vlissingen' | 'Zeeland' | '51.473984' | '3.69665' | '27-06-2019' | ''
''800' | '995' | SIF' | 'Haliade-X prototype' | 'GE Wind' | 'Haliade-X 12 MW' | '12000' | '0' | '150' | '220' | 'Rotterdam' | 'Zuid-Holland' | '51.962377' | '4.012178' | '08-11-2019' | ''
''801' | '1002' | Deil' | 'Deil 3' | 'Vestas' | 'V136-4.2 MW' | '4200' | '12600' | '140' | '136' | 'West Betuwe' | 'Gelderland' | '51.850496' | '5.211356' | '18-11-2019' | ''
''802' | '1003' | De Spinder' | 'De Spinder 1' | 'Nordex' | 'N117/3600' | '3600' | '9000' | '91' | '117' | 'Tilburg' | 'Noord-Brabant' | '51.60494' | '5.060899' | '28-11-2019' | ''
''802' | '1003' | De Spinder' | 'De Spinder 2' | 'Nordex' | 'N117/3600' | '3600' | '9000' | '91' | '117' | 'Tilburg' | 'Noord-Brabant' | '51.607892' | '5.068803' | '28-11-2019' | ''
''802' | '1003' | De Spinder' | 'De Spinder 3' | 'Nordex' | 'N117/3600' | '3600' | '9000' | '91' | '117' | 'Tilburg' | 'Noord-Brabant' | '51.601842' | '5.065006' | '28-11-2019' | ''
''802' | '1003' | De Spinder' | 'De Spinder 4' | 'Nordex' | 'N117/3600' | '3600' | '9000' | '91' | '117' | 'Tilburg' | 'Noord-Brabant' | '51.599692' | '5.06111' | '28-11-2019' | ''
''803' | '1004' | HulteWind' | 'HulteWind 1' | 'Siemens' | 'SWT 3.2-113' | '3200' | '9400' | '115' | '113' | 'Coevorden' | 'Drenthe' | '52.648546' | '6.72795' | '20-11-2019' | ''
''803' | '1004' | HulteWind' | 'HulteWind 2' | 'Siemens' | 'SWT 3.2-113' | '3200' | '9400' | '115' | '113' | 'Coevorden' | 'Drenthe' | '52.644568' | '6.718106' | '20-11-2019' | ''
''804' | '1005' | Groene Dijk II' | 'Groene Dijk II 1' | 'Vestas' | 'V136-4.2 MW' | '4200' | '11700' | '112' | '136' | 'Etten-Leur' | 'Noord-Brabant' | '51.622211' | '4.624895' | '01-12-2019' | ''
''804' | '1005' | Groene Dijk II' | 'Groene Dijk II 2' | 'Vestas' | 'V136-4.2 MW' | '4200' | '11700' | '112' | '136' | 'Etten-Leur' | 'Noord-Brabant' | '51.618957' | '4.627723' | '01-12-2019' | ''
''804' | '1005' | Groene Dijk II' | 'Groene Dijk II 3' | 'Vestas' | 'V136-4.2 MW' | '4200' | '11700' | '112' | '136' | 'Etten-Leur' | 'Noord-Brabant' | '51.616179' | '4.633126' | '01-12-2019' | ''
''805' | '1013' | Waardpolder' | 'Waardpolder 01' | 'Nordex' | 'N131/3600' | '3600' | '15300' | '120' | '131' | 'Hollands Kroon' | 'Noord-Holland' | '52.826092' | '4.88816' | '15-09-2019' | ''
''805' | '1013' | Waardpolder' | 'Waardpolder 02' | 'Nordex' | 'N131/3600' | '3600' | '15300' | '120' | '131' | 'Hollands Kroon' | 'Noord-Holland' | '52.822007' | '4.88702' | '15-09-2019' | ''
''805' | '1013' | Waardpolder' | 'Waardpolder 03' | 'Nordex' | 'N131/3600' | '3600' | '15300' | '120' | '131' | 'Hollands Kroon' | 'Noord-Holland' | '52.817922' | '4.88588' | '15-09-2019' | ''
''805' | '1013' | Waardpolder' | 'Waardpolder 04' | 'Nordex' | 'N131/3600' | '3600' | '15300' | '120' | '131' | 'Hollands Kroon' | 'Noord-Holland' | '52.813838' | '4.88474' | '15-09-2019' | ''
''805' | '1013' | Waardpolder' | 'Waardpolder 05' | 'Nordex' | 'N131/3600' | '3600' | '15300' | '120' | '131' | 'Hollands Kroon' | 'Noord-Holland' | '52.809753' | '4.8836' | '15-09-2019' | ''
''805' | '1013' | Waardpolder' | 'Waardpolder 06' | 'Nordex' | 'N131/3600' | '3600' | '15300' | '120' | '131' | 'Hollands Kroon' | 'Noord-Holland' | '52.805668' | '4.882461' | '15-09-2019' | ''
''806' | '998' | Drentse Monden Oostermoer' | 'DEE-2.1' | 'Nordex' | 'N131/3900' | '3900' | '12900' | '145' | '131' | 'Borger-Odoorn' | 'Drenthe' | '52.93298' | '6.92573' | '21-08-2019' | ''

## Onshore
Year | Low | Mid | High | lt
2019 | 4500 | 4500 | 4500 | 22 | 3400
2020 | 4677.4194 | 4800 | 4726 | 22.0882
2021 | 4854.8387 | 5100 | 5363 | 22.1765
2022 | 5032.2581 | 5400 | 6000 | 22.2647
2023 | 5209.6774 | 5700 | 6253.4 | 22.3529
2024 | 5387.0968 | 6000 | 6762.5333 | 22.4412
2025 | 5564.5161 | 6300 | 7271.6667 | 22.5294
2026 | 5741.9355 | 6600 | 7780.8 | 22.6176
2027 | 5919.3548 | 6900 | 8289.9333 | 22.7059
2028 | 6096.7742 | 7200 | 8799.0667 | 22.7941
2029 | 6274.1935 | 7500 | 9308.2 | 22.8824
2030 | 6451.6129 | 7800 | 9817.3333 | 22.9706
2031 | 6629.0323 | 8250 | 10326.4667 | 23.0588
2032 | 6806.4516 | 8700 | 10835.6 | 23.1471
2033 | 6983.871 | 9150 | 11344.7333 | 23.2353
2034 | 7161.2903 | 9600 | 11853.8667 | 23.3235
2035 | 7338.7097 | 10050 | 12363 | 23.4118
2036 | 7516.129 | 10500 | 12872.1333 | 23.5
2037 | 7693.5484 | 10950 | 13381.2667 | 23.5882
2038 | 7870.9677 | 11400 | 13890.4 | 23.6765
2039 | 8048.3871 | 11850 | 14399.5333 | 23.7647
2040 | 8225.8065 | 12300 | 14908.6667 | 23.8529
2041 | 8403.2258 | 12750 | 15417.8 | 23.9412
2042 | 8580.6452 | 13200 | 15926.9333 | 24.0294
2043 | 8758.0645 | 13650 | 16436.0667 | 24.1176
2044 | 8935.4839 | 14100 | 16945.2 | 24.2059
2045 | 9112.9032 | 14550 | 17454.3333 | 24.2941
2046 | 9290.3226 | 15000 | 17963.4667 | 24.3824
2047 | 9467.7419 | 15450 | 18472.6 | 24.4706
2048 | 9645.1613 | 15900 | 18981.7333 | 24.5588
2049 | 9822.5806 | 16350 | 19490.8667 | 24.6471
2050 | 10000 | 16800 | 20000 | 25
Note on C13: Oorschot, J. van: Klimaatakkoord, 2019 uit PBL, 2019, achtergronddocument klimaatakkoord ontwerp
Note on B33: Oorschot, J. van: Berenschot, 2020
Note on C33: Oorschot, J. van: Exter et al., 2019
Note on D33: Oorschot, J. van: Berenschot, 2020

## Offshore
Year | Low | Mid | High | lt
2019 | 957 | 957 | 957 | 25
2020 | 1829.3548 | 1897.2727 | 2603.548 | 25.0588
2021 | 2701.7097 | 2837.5454 | 4250.096 | 25.1176
2022 | 3574.0645 | 3777.8181 | 5896.644 | 25.1765
2023 | 4446.4194 | 4718.0908 | 7543.192 | 25.2353
2024 | 5318.7742 | 5658.3635 | 9189.74 | 25.2941
2025 | 6191.129 | 6598.6362 | 10836.288 | 25.3529
2026 | 7063.4839 | 7538.9089 | 12482.836 | 25.4118
2027 | 7935.8387 | 8479.1816 | 14129.384 | 25.4706
2028 | 8808.1935 | 9419.4543 | 15775.932 | 25.5294
2029 | 9680.5484 | 10359.727 | 17422.48 | 25.5882
2030 | 10552.9032 | 11300 | 19069.028 | 25.6471
2031 | 11425.2581 | 12160 | 20715.576 | 25.7059
2032 | 12297.6129 | 13020 | 22362.124 | 25.7647
2033 | 13169.9677 | 13880 | 24008.672 | 25.8235
2034 | 14042.3226 | 14740 | 25655.22 | 25.8824
2035 | 14914.6774 | 15600 | 27301.768 | 25.9412
2036 | 15787.0323 | 16460 | 28948.316 | 26
2037 | 16659.3871 | 17320 | 30594.864 | 26.0588
2038 | 17531.7419 | 18180 | 32241.412 | 26.1176
2039 | 18404.0968 | 19040 | 33887.96 | 26.1765
2040 | 19276.4516 | 19900 | 35534.508 | 26.2353
2041 | 20148.8065 | 20760 | 37181.056 | 26.2941
2042 | 21021.1613 | 21620 | 38827.604 | 26.3529
2043 | 21893.5161 | 22480 | 40474.152 | 26.4118
2044 | 22765.871 | 23340 | 42120.7 | 26.4706
2045 | 23638.2258 | 24200 | 43767.248 | 26.5294
2046 | 24510.5806 | 25060 | 45413.796 | 26.5882
2047 | 25382.9355 | 25920 | 47060.344 | 26.6471
2048 | 26255.2903 | 26780 | 48706.892 | 26.7059
2049 | 27127.6452 | 27640 | 50353.44 | 26.7647
2050 | 28000 | 28500 | 52000 | 27
Note on C13: Oorschot, J. van: Klimaatakkoord volgens Berenschot (2020)
Note on B33: Oorschot, J. van: Berenschot internationaal
Note on C33: Oorschot, J. van: Klimaatakkoord, volgens Exter et al., 2019
Note on D33: Oorschot, J. van: Berenschot nationaal

## Mat_comp
Component | P2 | P | H2 | H | Offset | share | Per unit | Notes
Hub_iron |  | 11.522
Nosecone_steel |  | 0.49
Nosecone_GFRP |  | 0.16
Nosecone_GF |  | 0.09
Nosecone_resin |  | 0.06
Pitch_copper |  | 0.71
Pitch_steel |  | 1.2601
Pitch_iron |  | 1.1886
Blade_fibre | [5 empty] | 0.604
Blade_resin | [5 empty] | 0.323
Blade_steel | [5 empty] | 0.011
Blade_copper | [5 empty] | 0.003
Blade_balsa | [5 empty] | 0.023
Blade_PVC | [5 empty] | 0.017
Bedplate_iron |  | 5
Cover_GFRP |  | 1
Cover_GF |  | 0.6
Cover_resin |  | 0.4
Yaw_steel |  | 3
Yaw_iron |  | 0.944
Yaw_copper |  | 0.0575
Transformer_iron |  | 3
Transformer_al |  | 0.0873
Transformer_copper |  | 1
Shaft_steel |  | 1.05
Gearbox_steel |  | 5.3
Gearbox_iron |  | 5.3
AG_iron | 0.29 | 3.19
AG_copper |  | 0.1834
DDPMG_iron | 1.0682 | 11.655
DDPMG_copper | -0.0329 | 1.4249
DDPMG_magnet | 0.0358 | 0.269
EESG_iron | 2.1402 | 13.131
EESG_copper | -0.0825 | 4.4692
Tower_steel |  |  | 0.048 | -2.0235 | 28.068
Towerhybrid_steel |  |  |  | 2.4003
Towerhybrid_concrete |  |  |  | 18.4717
Cable_copper |  |  |  | 0.003175
Cable_alu |  |  |  | 0.009
Foundationsteeltower_steel |  | 68.566 | 0.048 | -2.0235 | 28.068 | 0.106
Foundationsteeltower_concrete |  | 68.566 | 0.048 | -2.0235 | 28.068 | 2.224
Foundationhybridtower_steel |  | 68.566 |  | 20.872 |  | 0.037
Foundationhybridtower_concrete |  | 68.566 |  | 20.872 |  | 0.781
Monopile_steel | [6 empty] | 850
Transitionpiece_steel | [6 empty] | 300

## Recovery_rates
Component_recovery | Material | Collection rate | Processing rate | Refining rate | Recovery rate | Note | Source(s)
Monopile | S355 | 0.43 | 1 | 0.94 | 0.4042
Monopile_full | S355 | 1 | 1 | 0.94 | 0.94 | Full monopile removal
Tower | S355 | 1 | 1 | 0.94 | 0.94
TP | S355 | 1 | 1 | 0.94 | 0.94
Gearbox_steel | Alloy steel | 1 | 1 | 0.94 | 0.94
Gearbox_iron | Iron | 1 | 1 | 0.94 | 0.94
Nose cone steel | S355 | 1 | 1 | 0.94 | 0.94
Shaft | Steel | 1 | 1 | 0.94 | 0.94
Bedplate_iron | iron | 1 | 1 | 0.94 | 0.94
Hub | iron | 1 | 1 | 0.94 | 0.94
Pitch_steel | steel | 1 | 1 | 0.94 | 0.94
Pitch_iron | iron | 1 | 1 | 0.94 | 0.94
Pitch_copper | copper | 1 | 1 | 0.93 | 0.93
Yaw_steel | steel | 1 | 1 | 0.94 | 0.94
Yaw_iron | iron | 1 | 1 | 0.94 | 0.94
Yaw_copper | copper | 1 | 1 | 0.93 | 0.93
Transformer_iron | iron | 1 | 1 | 0.94 | 0.94
Transformer_copper | copper | 1 | 1 | 0.93 | 0.93
Transformer_al | Aluminium | 1 | 1 | 0.85 | 0.85
Cable_copper | copper | 1 | 1 | 0.98 | 0.98
Cable_al | Aluminium | 1 | 1 | 0.85 | 0.85
Generator_iron | iron | 1 | 1 | 0.94 | 0.94
Generator_E-steel | E-steel | 1 | 1 | 0.94 | 0.94
Generator_copper | Copper | 1 | 1 | 0.94 | 0.94
Generator_magnet | NdFeB | 0.9 | 0.9 | 0.92 | 0.7452 |  | Schulze & Buchert (2016)
Blades_repurpose | Composite | 1 | 0.9 | 1 | 0.9
Blades_ Mechanical | Composite | 1 | 1 | 1 | 1
Blades_repurpose | fibre | 1 | 0.9 | 1 | 0.9 | Mixed with matrix
Blades_ Mechanical | fibre | 1 | 1 | 1 | 1 | Mixed with matrix
Blades_GF_ pyrolysis | fibre | 1 | 1 | 0.7 | 0.7
Blades_CF_ pyrolysis | fibre | 1 | 1 | 0.7 | 0.7
Blades_GF_ solvolysis | fibre | 1 | 1 | 0.7 | 0.7
Blades_CF_ solvolysis | fibre | 1 | 1 | 0.7 | 0.7
Blades_repurpose | matrix | 1 | 0.9 | 1 | 0.9 | Mixed with fibre
Blades_ Mechanical | matrix | 1 | 1 | 1 | 1 | Mixed with fibre
Blades_GF_ pyrolysis | matrix |  |  |  | 0
Blades_CF_ pyrolysis | matrix |  |  |  | 0
Blades_GF_ solvolysis | matrix |  |  |  | 0
Blades_CF_ solvolysis | matrix |  |  |  | 0
Blades_copper | copper | 1 | 1 | 0.94 | 0.94
Blades_steel | steel | 1 | 1 | 0.94 | 0.94
Cover_repurpose | Composite | 1 | 0.9 | 1 | 0.9
Cover_ Mechanical | Composite | 1 | 1 | 1 | 1
Cover_repurpose | fibre | 1 | 0.9 | 1 | 0.9 | Mixed with matrix
Cover_ Mechanical | fibre | 1 | 1 | 1 | 1 | Mixed with matrix
Cover_GF_ pyrolysis | fibre | 1 | 1 | 0.7 | 0.7
Cover_CF_ pyrolysis | fibre | 1 | 1 | 0.7 | 0.7
Cover_GF_ solvolysis | fibre | 1 | 1 | 0.7 | 0.7
Cover_CF_ solvolysis | fibre | 1 | 1 | 0.7 | 0.7
Cover_repurpose | matrix | 1 | 0.9 | 1 | 0.9 | Mixed with fibre
Cover_ Mechanical | matrix | 1 | 1 | 1 | 1 | Mixed with fibre
Cover_GF_ pyrolysis | matrix |  |  |  | 0
Cover_CF_ pyrolysis | matrix |  |  |  | 0
Cover_GF_ solvolysis | matrix |  |  |  | 0
Cover_CF_ solvolysis | matrix |  |  |  | 0
Nose cone_ Mechanical | Composite | 1 | 1 | 1 | 1
Nose cone_repurpose | fibre | 1 | 0.9 | 1 | 0.9 | Mixed with matrix
Nose cone_ Mechanical | fibre | 1 | 1 | 1 | 1 | Mixed with matrix
Nose cone_GF_ pyrolysis | fibre | 1 | 1 | 0.7 | 0.7
Nose cone_CF_ pyrolysis | fibre | 1 | 1 | 0.7 | 0.7
Nose cone_GF_ solvolysis | fibre | 1 | 1 | 0.7 | 0.7
Nose cone_CF_ solvolysis | fibre | 1 | 1 | 0.7 | 0.7
Nose cone_repurpose | matrix | 1 | 0.9 | 1 | 0.9 | Mixed with fibre
Nose cone_ Mechanical | matrix | 1 | 1 | 1 | 1 | Mixed with fibre
Nose cone_GF_ pyrolysis | matrix |  |  |  | 0
Nose cone_CF_ pyrolysis | matrix |  |  |  | 0
Nose cone_GF_ solvolysis | matrix |  |  |  | 0
Nose cone_CF_ solvolysis | matrix |  |  |  | 0
Tower_concrete | cement | 1 | 0.15 | 1 | 0.15
Tower_concrete | RBM | 1 | 0.27 | 1 | 0.27
Tower_concrete | aggregate | 1 | 0.58 | 1 | 0.58
Foundation_concrete | cement | 1 | 0.15 | 1 | 0.15
Foundation_concrete | RBM | 1 | 0.27 | 1 | 0.27
Foundation_concrete | aggregate | 1 | 0.58 | 1 | 0.58

## Default
Variables | 2020-2025 | 2025-2030 | 2030-2040 | 2040-2050
General
Hubheight_onshore | 60 | 70 | 80 | 80
Hubheight_offshore | 80 | 100 | 120 | 130
Rated_cap_onshore | 3 | 3.5 | 4 | 4.5
Rated_cap_offshore | 8 | 10 | 15 | 20
Lifetime_onshore | 20 | 22 | 23 | 24
Lifetime_offshore | 24 | 24 | 25 | 25
Generator type MDS
AG_onshore | 0.45 | 0.3 | 0.2 | 0.13
AG_offshore | 0 | 0.3 | 0.325 | 0.35
HSPMG_onshore | 0 | 0 | 0 | 0
HSPMG_offshore | 0 | 0 | 0 | 0
MSPMG_onshore | 0.2 | 0.3 | 0.35 | 0.4
MSPMG_offshore | 0.3 | 0.15 | 0.15 | 0.15
DDPMG_onshore | 0.05 | 0.1 | 0.16 | 0.18
DDPMG_offshore | 0.7 | 0.55 | 0.525 | 0.5
EESG_onshore | 0.3 | 0.3 | 0.29 | 0.29
EESG_offshore | 0 | 0 | 0 | 0
HTS_onshore | 0 | 0 | 0 | 0
HTS_offshore | 0 | 0 | 0 | 0
onshore check | 1 | 1 | 1 | 1
offshore check | 1 | 1 | 1 | 1
Material composition
Blade mass | 13 | 13 | 13 | 13
Blade_CF | 0.06 | 0.06 | 0.06 | 0.06
Blade_GF | 0.544 | 0.544 | 0.544 | 0.544
Towertype_onshore | 0.6 | 0.6 | 0.6 | 0.6
Towertype_offshore | 1 | 1 | 1 | 1

## LDS
Variables | 2020 | 2030 | 2040 | 2050
General
Hubheight_onshore | 60 | 70 | 80 | 80
Hubheight_offshore | 80 | 100 | 120 | 130
Rated_cap_onshore | 3 | 3.5 | 4 | 4.5
Rated_cap_offshore | 8 | 10 | 15 | 20
Lifetime_onshore | 20 | 22 | 23 | 24
Lifetime_offshore | 24 | 24 | 25 | 25
Generator type LDS
AG_onshore | 0.4 | 0.34 | 0.3 | 0.25
AG_offshore | 0 | 0.5 | 0.47 | 0.45
HSPMG_onshore | 0 | 0 | 0 | 0
HSPMG_offshore | 0 | 0 | 0 | 0
MSPMG_onshore | 0.25 | 0.3 | 0.33 | 0.35
MSPMG_offshore | 0.3 | 0.15 | 0.15 | 0.15
DDPMG_onshore | 0.05 | 0.06 | 0.08 | 0.11
DDPMG_offshore | 0.7 | 0.35 | 0.33 | 0.3
EESG_onshore | 0.3 | 0.3 | 0.29 | 0.29
EESG_offshore | 0 | 0 | 0 | 0
HTS_onshore | 0 | 0 | 0 | 0
HTS_offshore | 0 | 0 | 0.05 | 0.1
onshore check | 1 | 1 | 1 | 1
offshore check | 1 | 1 | 1 | 1
Material composition
Blade mass | 13 | 13 | 13 | 13
Blade_CF | 0.06 | 0.06 | 0.06 | 0.06
Blade_GF | 0.544 | 0.544 | 0.544 | 0.544
Towertype_onshore | 0.6 | 0.6 | 0.6 | 0.6
Towertype_offshore | 1 | 1 | 1 | 1

## MDS
Variables | 2020 | 2030 | 2040 | 2050
General
Hubheight_onshore | 60 | 70 | 80 | 80
Hubheight_offshore | 80 | 100 | 120 | 130
Rated_cap_onshore | 3 | 3.5 | 4 | 4.5
Rated_cap_offshore | 8 | 10 | 15 | 20
Lifetime_onshore | 20 | 22 | 23 | 24
Lifetime_offshore | 24 | 24 | 25 | 25
Generator type MDS
AG_onshore | 0.45 | 0.3 | 0.2 | 0.13
AG_offshore | 0 | 0.3 | 0.325 | 0.35
HSPMG_onshore | 0 | 0 | 0 | 0
HSPMG_offshore | 0 | 0 | 0 | 0
MSPMG_onshore | 0.2 | 0.3 | 0.35 | 0.4
MSPMG_offshore | 0.3 | 0.15 | 0.15 | 0.15
DDPMG_onshore | 0.05 | 0.1 | 0.16 | 0.18
DDPMG_offshore | 0.7 | 0.55 | 0.525 | 0.5
EESG_onshore | 0.3 | 0.3 | 0.29 | 0.29
EESG_offshore | 0 | 0 | 0 | 0
HTS_onshore | 0 | 0 | 0 | 0
HTS_offshore | 0 | 0 | 0 | 0
onshore check | 1 | 1 | 1 | 1
offshore check | 1 | 1 | 1 | 1
Material composition
Blade mass | 13 | 13 | 13 | 13
Blade_CF | 0.06 | 0.06 | 0.06 | 0.06
Blade_GF | 0.544 | 0.544 | 0.544 | 0.544
Towertype_onshore | 0.6 | 0.6 | 0.6 | 0.6
Towertype_offshore | 1 | 1 | 1 | 1

## HDS
Variables | 2020 | 2030 | 2040 | 2050
General
Hubheight_onshore | 60 | 70 | 80 | 80
Hubheight_offshore | 80 | 100 | 120 | 130
Rated_cap_onshore | 3 | 3.5 | 4 | 4.5
Rated_cap_offshore | 8 | 10 | 15 | 20
Lifetime_onshore | 20 | 22 | 23 | 24
Lifetime_offshore | 24 | 24 | 25 | 25
Generator type HDS
AG_onshore | 0.4 | 0.2 | 0.15 | 0.1
AG_offshore | 0 | 0.05 | 0.05 | 0.05
HSPMG_onshore | 0 | 0 | 0 | 0
HSPMG_offshore | 0 | 0 | 0 | 0
MSPMG_onshore | 0.2 | 0.26 | 0.29 | 0.35
MSPMG_offshore | 0.3 | 0.15 | 0.15 | 0.15
DDPMG_onshore | 0.1 | 0.26 | 0.29 | 0.3
DDPMG_offshore | 0.7 | 0.8 | 0.8 | 0.8
EESG_onshore | 0.3 | 0.28 | 0.27 | 0.25
EESG_offshore | 0 | 0 | 0 | 0
HTS_onshore | 0 | 0 | 0 | 0
HTS_offshore | 0 | 0 | 0 | 0
onshore check | 1 | 1 | 1 | 1
offshore check | 1 | 1 | 1 | 1
Material composition
Blade mass | 13 | 13 | 13 | 13
Blade_CF | 0.06 | 0.06 | 0.06 | 0.06
Blade_GF | 0.544 | 0.544 | 0.544 | 0.544
Towertype_onshore | 0.6 | 0.6 | 0.6 | 0.6
Towertype_offshore | 1 | 1 | 1 | 1

## Lifespan
Variables | 2020-2025 | 2025-2030 | 2030-2040 | 2040-2050
General
Hubheight_onshore | 60 | 70 | 80 | 80
Hubheight_offshore | 80 | 100 | 120 | 130
Rated_cap_onshore | 3 | 3.5 | 4 | 4.5
Rated_cap_offshore | 8 | 10 | 15 | 20
Lifetime_onshore | 20 | 20 | 20 | 20
Lifetime_offshore | 22 | 22 | 22 | 22
Generator type MDS
AG_onshore | 0.45 | 0.3 | 0.2 | 0.13
AG_offshore | 0 | 0.3 | 0.325 | 0.35
HSPMG_onshore | 0 | 0 | 0 | 0
HSPMG_offshore | 0 | 0 | 0 | 0
MSPMG_onshore | 0.2 | 0.3 | 0.35 | 0.4
MSPMG_offshore | 0.3 | 0.15 | 0.15 | 0.15
DDPMG_onshore | 0.05 | 0.1 | 0.16 | 0.18
DDPMG_offshore | 0.7 | 0.55 | 0.525 | 0.5
EESG_onshore | 0.3 | 0.3 | 0.29 | 0.29
EESG_offshore | 0 | 0 | 0 | 0
HTS_onshore | 0 | 0 | 0 | 0
HTS_offshore | 0 | 0 | 0 | 0
onshore check | 1 | 1 | 1 | 1
offshore check | 1 | 1 | 1 | 1
Material composition
Blade mass | 13 | 13 | 13 | 13
Blade_CF | 0.06 | 0.06 | 0.06 | 0.06
Blade_GF | 0.544 | 0.544 | 0.544 | 0.544
Towertype_onshore | 0.6 | 0.6 | 0.6 | 0.6
Towertype_offshore | 1 | 1 | 1 | 1

## Blade CF content
Variables | 2020-2025 | 2025-2030 | 2030-2040 | 2040-2050
General
Hubheight_onshore | 60 | 70 | 80 | 80
Hubheight_offshore | 80 | 100 | 120 | 130
Rated_cap_onshore | 3 | 3.5 | 4 | 4.5
Rated_cap_offshore | 8 | 10 | 15 | 20
Lifetime_onshore | 20 | 22 | 23 | 24
Lifetime_offshore | 24 | 24 | 25 | 25
Generator type MDS
AG_onshore | 0.45 | 0.3 | 0.2 | 0.13
AG_offshore | 0 | 0.3 | 0.325 | 0.35
HSPMG_onshore | 0 | 0 | 0 | 0
HSPMG_offshore | 0 | 0 | 0 | 0
MSPMG_onshore | 0.2 | 0.3 | 0.35 | 0.4
MSPMG_offshore | 0.3 | 0.15 | 0.15 | 0.15
DDPMG_onshore | 0.05 | 0.1 | 0.16 | 0.18
DDPMG_offshore | 0.7 | 0.55 | 0.525 | 0.5
EESG_onshore | 0.3 | 0.3 | 0.29 | 0.29
EESG_offshore | 0 | 0 | 0 | 0
HTS_onshore | 0 | 0 | 0 | 0
HTS_offshore | 0 | 0 | 0 | 0
onshore check | 1 | 1 | 1 | 1
offshore check | 1 | 1 | 1 | 1
Material composition
Blade mass | 13 | 13 | 13 | 13
Blade_CF | 0.06 | 0.075 | 0.09 | 0.1
Blade_GF | 0.544 | 0.529 | 0.514 | 0.504
Towertype_onshore | 0.6 | 0.6 | 0.6 | 0.6
Towertype_offshore | 1 | 1 | 1 | 1

## Tower type
Variables | 2020-2025 | 2025-2030 | 2030-2040 | 2040-2050
General
Hubheight_onshore | 60 | 70 | 80 | 80
Hubheight_offshore | 80 | 100 | 120 | 130
Rated_cap_onshore | 3 | 3.5 | 4 | 4.5
Rated_cap_offshore | 8 | 10 | 15 | 20
Lifetime_onshore | 20 | 22 | 23 | 24
Lifetime_offshore | 24 | 24 | 25 | 25
Generator type MDS
AG_onshore | 0.45 | 0.3 | 0.2 | 0.13
AG_offshore | 0 | 0.3 | 0.325 | 0.35
HSPMG_onshore | 0 | 0 | 0 | 0
HSPMG_offshore | 0 | 0 | 0 | 0
MSPMG_onshore | 0.2 | 0.3 | 0.35 | 0.4
MSPMG_offshore | 0.3 | 0.15 | 0.15 | 0.15
DDPMG_onshore | 0.05 | 0.1 | 0.16 | 0.18
DDPMG_offshore | 0.7 | 0.55 | 0.525 | 0.5
EESG_onshore | 0.3 | 0.3 | 0.29 | 0.29
EESG_offshore | 0 | 0 | 0 | 0
HTS_onshore | 0 | 0 | 0 | 0
HTS_offshore | 0 | 0 | 0 | 0
onshore check | 1 | 1 | 1 | 1
offshore check | 1 | 1 | 1 | 1
Material composition
Blade mass | 13 | 13 | 13 | 13
Blade_CF | 0.06 | 0.06 | 0.06 | 0.06
Blade_GF | 0.544 | 0.544 | 0.544 | 0.544
Towertype_onshore | 1 | 1 | 1 | 1
Towertype_offshore | 1 | 1 | 1 | 1